{"text_format":"3","workbook":"xlsx","n_sheets":19,"sheets":["Anleitung","IV","GI","GH","QH","GT","GTel","Kat","V_GI","M_GH","V_GH","V_QH","V_GT","V_GTel","V_Kat","Anhang","KurzAuszug","Daten","version"],"not_rendered":{"charts":6,"images":10,"macros":1,"defined_names":64,"comments":7},"read":"whole","date_system":"1900"}

{"sheet":"Anleitung","index":0,"n_rows":46,"n_cols":5,"rows_kept":46,"merged":[[5,1,5,2],[14,1,14,2],[40,1,42,4],[43,1,43,4]]}
[]
[null,{"$f":"\"Gebäudeenergie-Analyse-mit-Vorgehensempfehlung (GAmV) Tool \" & version!A1","v":"Gebäudeenergie-Analyse-mit-Vorgehensempfehlung (GAmV) Tool v1.3.09"}]
[null,"Erläuterungen"]
[]
[null,"Blatt","Bezeichnung","Eingabe","Ausgabe"]
[null,"IST-Zustand"]
[]
[null,"GI","Gebäudeinformationen","Grundinformationen und Adressen; Objektdaten; Gebäudekategorien; Energiebezugsflächen (EBF)","Standardnutzungsdaten der ausgewählten Kategorien"]
[null,"GH","Gebäudehülle","Bauteile (mit Fläche, U-Werte etc.)","-"]
[null,"QH","Heizwärmebedarf","-","Heizwärmebedarfsberechnung QH \nnach SIA 380/1:2016"]
[null,"GT","Gebäudetechnik","Heizwärme; Prozesswärme; Warmwasser; Elektrizität","-"]
[null,"GTel","Gebäudetechnik: Elektrische Verbraucher","Erfassung der elektrischen Verbrauchergeräte (Licht, Einrichtung, Lüftung etc.)","Modellierter Strombedarf anhand der angegebenen Geräte und Standardnutzungsdaten"]
[null,"Kat","Kategorisierung","-","Gebäudehülleneffizienz; Gesamtenergieeffizienz; Treibhausgasemissionen; \nnach SIA 2031:2016 / GEAK"]
[]
[null,"Variantenabbildung (bis zu 3)"]
[]
[null,"V_GI","Gebäudeinformationen: Varianten","Bezeichnung Variante; Erfassung EBF der Varianten","-"]
[null,"M_GH","Gebäudehülle: Massnahmen","Bauteile für Varianten (mit Fläche, U-Werte etc.) - nur Veränderungen müssen erfasst werden","-"]
[null,"V_GH","Gebäudehülle: Varianten","Selektion der Bauteile je Varianten (Auswahl aus IST- und Varianten-Erfassungen)","-"]
[null,"V_QH","Heizwärmebedarf: Varianten","-","Heizwärmebedarfsberechnung QH je Varianten nach SIA 380/1:2016"]
[null,"V_GT","Gebäudetechnik: \nMassnahmen und Varianten","Erfassung veränderter Gebäudetechnik für Varianten; Selektion der Gebäudetechnik (Auswahl aus IST- und Varianten-Erfassungen)","-"]
[null,"V_GTel","Gebäudetechnik: Varianten der Elektrischen Verbraucher","Erfassung der Varianten (neue oder anders genutzte Geräte - Auswahl der Geräte pro Variante geschieht in V_GT) elektrischer Verbrauchergeräte","Modellierter Strombedarf anhand der angegebenen Geräte und Standardnutzungsdaten"]
[null,"V_Kat","Kategorisierung: Varianten","-","Gebäudehülleneffizienz; Gesamtenergieeffizienz; Treibhausgasemissionen; \nje Varianten nach SIA 2031:2016 / GEAK"]
[]
[null,"Report","zusammengefasste Dokumentation für Auszug"]
[]
[null,"Daten","zur Einsicht der hinterlegten Grunddaten für die Berechnungen"]
[]
[null,"Anleitung:"]
[null,"Freies Eingabefeld IST-Zustand"]
[null,"Dropdown Eingabefeld IST-Zustand"]
[null,"Freies Eingabefeld Varianten"]
[null,"Dropdown Eingabefeld Varianten"]
[null,"kursiv: nicht berechnungsrelevante Eingaben"]
[null,"grüne Kommentarfelder, werden nicht gedruckt"]
[]
[null,"Für Bericht-Erstellung: "]
[null,"1. Alle Blätter markieren (\"ctrl\" halten, IV bis Anhang (oder V_Kat) auswählen)"]
[null,"2. Ctrl+P für Drucken (PDF oder an Drucker senden)"]
[]
[null,"Blattschutz: Um unbeabsichtigten Veränderungen zu umgehen, wurden alle Blätter in dieser Arbeitsmappe gesperrt. Dadurch können jedoch auch keine Layout-Anpassungen etc. vorgenommen werden. Falls dies benötigt wird (und Sie sich eine Veränderung der Mappe zutrauen - es können im Hintergrund programmierte Verbindungen verändert werden, falls Zellen eingefügt / verändert etc. werden!), das Passwort ist:"]
[]
[]
[null,"GAmV2025"]
[]
[null,"Entwickelt von OekoWatt in Zusammenarbeit mit"]

{"sheet":"IV","index":1,"n_rows":99,"n_cols":11,"rows_kept":99,"merged":[[1,1,1,8],[2,1,2,8],[3,1,30,8],[33,6,33,8],[34,6,34,8],[37,6,37,8],[40,6,40,8],[43,6,43,8],[69,1,69,7],[70,1,70,7],[71,1,71,7],[72,1,72,7],[73,1,73,7],[74,1,74,7],[75,1,75,7],[76,1,76,7],[77,1,77,7],[78,1,78,7],[79,1,79,7],[80,1,80,7],[81,1,81,7],[82,1,82,7],[83,1,83,7],[84,1,84,7],[85,1,85,7],[86,1,86,7],[87,1,87,7],[88,1,88,7],[89,1,89,7],[90,1,90,7],[91,1,91,7],[92,1,92,7],[93,1,93,7],[94,1,94,7],[95,1,95,7],[96,1,96,7],[97,1,97,7],[98,1,98,7]]}
[]
[null,"Gebäude-Energie-Analyse "]
[null,"mit Vorgehensempfehlung"]
[null,{"$error":"#VALUE!"},{"$nulls":8},"Bild kann geändert werden"]
{"$rows_empty":28}
[{"$nulls":6},"Adresse"]
[{"$nulls":6},{"$f":"IF(ISBLANK(GI!C47),\"\",GI!C47)","v":""}]
[{"$nulls":6},{"$f":"IF(ISBLANK(GI!C48),\"\",GI!C48)","v":""}]
[]
[{"$nulls":6},"EGID"]
[{"$nulls":6},{"$f":"IF(ISBLANK(GI!C49),\"\",GI!C49)","v":""}]
[]
[{"$nulls":6},"Ausstelldatum"]
[{"$nulls":6},{"$f":"TODAY()","v":"2025-11-17"}]
[]
[{"$nulls":6},"Fachperson Energie /Beratungsunternehmen"]
[{"$nulls":6},{"$f":"IF(ISBLANK(GI!E37),\"\",GI!E37)","v":""}]
[]
[]
[]
[]
[{"$nulls":6},"erstellt mit GAmV",{"$f":"version!A1","v":"v1.3.09"}]
[]
[null,"Inhaltsverzeichnis"]
[]
[null,"IST-Zustand",{"$nulls":6},"Seite"]
[null,"A. Erfassung der Grundinformationen sowie Gebäudekategorien",{"$nulls":6},3]
[null,"B. Erfassung der Gebäudehülle",{"$nulls":6},5]
[null,"C. Berechnung des Heizwärmebedarfs QH nach SIA 380/1:2016",{"$nulls":6},13]
[null,"D. Erfassung der Gebäudetechnik",{"$nulls":6},15]
[null,"E. Kategorisierung des Gebäudes nach SIA 2031:2016",{"$nulls":6},24]
[]
[null,"Variantenabbildung"]
[null,"F. Varianten: Grundinformationen",{"$nulls":6},26]
[null,"G. Massnahmen an der Gebäudehülle",{"$nulls":6},29]
[null,"H. Erstellung der Varianten Gebäudehülle",{"$nulls":6},36]
[null,"I. Varianten: Berechnung des Heizwärmebedarfs QH nach SIA 380/1:2016",{"$nulls":6},41]
[null,"J. Varianten: Erfassung der Gebäudetechnik",{"$nulls":6},44]
[null,"K. Varianten: Kategorisierung des Gebäudes nach SIA 2031:2016",{"$nulls":6},66]
[]
[null,"Anhang"]
[null,{"$f":"Anhang!A1","v":"L. Anhang"},{"$nulls":6},70,null,"diese Zeile kann bearbeitet werden"]
[{"$nulls":10},"diese Zeile kann bearbeitet werden"]
[{"$nulls":10},"diese Zeile kann bearbeitet werden"]
[{"$nulls":10},"diese Zeile kann bearbeitet werden"]
[{"$nulls":10},"diese Zeile kann bearbeitet werden"]
[{"$nulls":10},"diese Zeile kann bearbeitet werden"]
[{"$nulls":10},"diese Zeile kann bearbeitet werden"]
[{"$nulls":10},"diese Zeile kann bearbeitet werden"]
[{"$nulls":10},"diese Zeile kann bearbeitet werden"]
[{"$nulls":10},"diese Zeile kann bearbeitet werden"]
[{"$nulls":10},"diese Zeile kann bearbeitet werden"]
[{"$nulls":10},"diese Zeile kann bearbeitet werden"]
[{"$nulls":10},"diese Zeile kann bearbeitet werden"]
[{"$nulls":10},"diese Zeile kann bearbeitet werden"]
[{"$nulls":10},"diese Zeile kann bearbeitet werden"]
[{"$nulls":10},"diese Zeile kann bearbeitet werden"]
[{"$nulls":10},"diese Zeile kann bearbeitet werden"]
[{"$nulls":10},"diese Zeile kann bearbeitet werden"]
[{"$nulls":10},"diese Zeile kann bearbeitet werden"]
[{"$nulls":10},"diese Zeile kann bearbeitet werden"]
[{"$nulls":10},"diese Zeile kann bearbeitet werden"]
[{"$nulls":10},"diese Zeile kann bearbeitet werden"]
[{"$nulls":10},"diese Zeile kann bearbeitet werden"]
[{"$nulls":10},"diese Zeile kann bearbeitet werden"]
[{"$nulls":10},"diese Zeile kann bearbeitet werden"]
[{"$nulls":10},"diese Zeile kann bearbeitet werden"]
[{"$nulls":10},"diese Zeile kann bearbeitet werden"]
[{"$nulls":10},"diese Zeile kann bearbeitet werden"]
[{"$nulls":10},"diese Zeile kann bearbeitet werden"]
[{"$nulls":10},"diese Zeile kann bearbeitet werden"]
[{"$nulls":10},"diese Zeile kann bearbeitet werden"]

{"sheet":"GI","index":2,"n_rows":129,"n_cols":10,"rows_kept":129,"merged":[[6,2,6,6],[9,2,9,6],[11,2,11,6],[12,2,12,6],[13,2,13,6],[14,2,14,6],[15,2,15,6],[16,2,16,6],[17,2,17,6],[19,2,19,6],[21,2,21,6],[22,2,22,6],[23,2,23,6],[24,2,24,6],[25,2,25,6],[26,2,26,6],[28,2,28,6],[30,2,30,6],[31,2,31,6],[32,2,32,6],[33,2,33,6],[34,2,34,6],[35,2,35,6],[46,2,46,6],[47,2,47,6],[48,2,48,6],[49,2,49,6],[50,2,50,6],[52,2,52,4],[54,2,54,4],[58,2,58,4],[60,2,60,4],[62,2,62,4],[64,1,65,1],[75,1,76,1],[100,2,100,3],[101,2,101,3],[102,2,102,3],[103,2,103,3],[104,2,104,3],[105,2,105,3],[106,2,106,3],[107,2,107,3],[108,2,108,3],[109,2,109,3],[110,2,110,3],[111,2,111,3],[112,2,112,3],[113,2,113,3],[114,2,114,3],[115,2,115,3],[116,2,116,3],[117,2,117,3],[118,2,118,3],[119,2,119,3],[120,2,120,3],[121,2,121,3],[128,1,133,6]]}
[]
[null,"Gebäude-Energie-Analyse-Tool"]
[null,"A. Erfassung der Grundinformationen sowie Gebäudekategorien"]
[]
[null,"Grundinformationen und Adressen"]
[]
[null,"Projektbezeichnung",{"$nulls":7},"Kommentare:"]
[]
[null,"Adressen"]
[null,"Funktion","Fachperson Energie / Beratungsunternehmen"]
[]
[null,"Name"]
[null,"Zuständig"]
[null,"Strasse/Nr. "]
[null,"PLZ/Ort"]
[null,"Tel."]
[null,"E-Mail"]
[null,"Website"]
[]
[null,"Funktion"]
[]
[null,"Name"]
[null,"Zuständig"]
[null,"Strasse/Nr. "]
[null,"PLZ/Ort"]
[null,"Tel."]
[null,"E-Mail"]
[]
[null,"Funktion"]
[]
[null,"Name"]
[null,"Zuständig"]
[null,"Strasse/Nr. "]
[null,"PLZ/Ort"]
[null,"Tel."]
[null,"E-Mail"]
[null,"Adressaten-Auswahl","Fachperson Energie / Beratungsunternehmen",null,{"$f":"IF(ISBLANK(C12),\"\",C12)","v":""}]
[null,null,"Auftraggeberschaft"]
[null,null,"Bauherrschaft"]
[null,null,"Eigentümerschaft"]
[null,null,"Generalunternehmung"]
[null,null,"Totalunternehmung"]
[]
[null,"Objektdaten"]
[]
[null,"Standortadresse"]
[null,"Strasse/Nr."]
[null,"PLZ/Ort"]
[null,"EGID"]
[null,"Baujahr"]
[null,"Sanierungshistorie"]
[]
[null,"Klimastation (SIA 2028:2010)"]
[]
[null,"Neu-/Umbau"]
[]
[null,"Gebäudekategorien",{"$f":"IF(AND(Kat_1=\"\",Kat_2=\"\",Kat_3=\"\"),\"Bitte mindestens eine Kategorie wählen\",\nIF(H57=\"GEAK\",\"Mind. 1 nicht-GEAK-Kategorie (VII-XII). Bitte benutzen Sie ansonsten das GEAK-Tool!\",\"\"))","v":"Bitte mindestens eine Kategorie wählen"},{"$nulls":4},{"$f":"IF(AND(Kat_1=\"\",Kat_2=\"\",Kat_3=\"\"),0,IF(OR(\nIF(AND(COUNTA($C$59:$E$63)=1,OR(COUNTIF(Daten!$A$3:$A$8,Kat_1),COUNTIF(Daten!$A$3:$A$8,Kat_2),COUNTIF(Daten!$A$3:$A$8,Kat_3))),1,0),\nIF(AND(COUNTA($C$59:$E$63)=2,OR(AND(COUNTIF(Daten!$A$3:$A$8,Kat_1),COUNTIF(Daten!$A$3:$A$8,Kat_2)),AND(COUNTIF(Daten!$A$3:$A$8,Kat_1),COUNTIF(Daten!$A$3:$A$8,Kat_3)),AND(COUNTIF(Daten!$A$3:$A$8,Kat_2),COUNTIF(Daten!$A$3:$A$8,Kat_3)))),1,0),\nIF(AND(COUNTIF(Daten!$A$3:$A$8,Kat_1),COUNTIF(Daten!$A$3:$A$8,Kat_2),COUNTIF(Daten!$A$3:$A$8,Kat_3)),1,0)\n),\"GEAK\",1))","v":0}]
[]
[null,"Kategorie / Nutzung 1"]
[]
[null,"Kategorie / Nutzung 2"]
[]
[null,"Kategorie / Nutzung 3"]
[]
[null,"Objektdaten nach ausgewählten Kategorien","Kategorie 1:",null,"Kategorie 2:",null,"Kategorie 3:"]
[null,null,{"$f":"IF(Kat_1=\"\",\"keine Kategorie gewählt\",Kat_1)","v":"keine Kategorie gewählt"},null,{"$f":"IF(Kat_2=\"\",\"keine Kategorie gewählt\",Kat_2)","v":"keine Kategorie gewählt"},null,{"$f":"IF(Kat_3=\"\",\"keine Kategorie gewählt\",Kat_3)","v":"keine Kategorie gewählt"}]
[]
[null,"Bauweise"]
[]
[null,"Raumtemperaturregelung"]
[]
[null,"Anzahl Geschosse"]
[]
[null,"Brutto Raumhöhe [m]"]
[]
[null,"Standardnutzungsdaten der aus-gewählten Kategorien","Kategorie 1:",null,"Kategorie 2:",null,"Kategorie 3:"]
[null,null,{"$f":"IF(Kat_1=\"\",\"keine Kategorie gewählt\",Kat_1)","v":"keine Kategorie gewählt"},null,{"$f":"IF(Kat_2=\"\",\"keine Kategorie gewählt\",Kat_2)","v":"keine Kategorie gewählt"},null,{"$f":"IF(Kat_3=\"\",\"keine Kategorie gewählt\",Kat_3)","v":"keine Kategorie gewählt"}]
[null," Raumtemperatur [°C]",{"$f":"_xlfn.XLOOKUP($C$59,Daten!$A$3:$A$15,Daten!$B$3:$B$15)","v":0},null,{"$f":"_xlfn.XLOOKUP($C$61,Daten!$A$3:$A$15,Daten!$B$3:$B$15)","v":0},null,{"$f":"_xlfn.XLOOKUP($C$63,Daten!$A$3:$A$15,Daten!$B$3:$B$15)","v":0}]
[null,"›Standard überschreiben*"]
[null,"››finaler Wert",{"$f":"IF(ISNUMBER(C79),C79,C78)","v":0},null,{"$f":"IF(ISNUMBER(E79),E79,E78)","v":0},null,{"$f":"IF(ISNUMBER(G79),G79,G78)","v":0}]
[null," Personenfläche [m2/P]",{"$f":"_xlfn.XLOOKUP($C$59,Daten!$A$3:$A$15,Daten!$C$3:$C$15)","v":0},null,{"$f":"_xlfn.XLOOKUP($C$61,Daten!$A$3:$A$15,Daten!$C$3:$C$15)","v":0},null,{"$f":"_xlfn.XLOOKUP($C$63,Daten!$A$3:$A$15,Daten!$C$3:$C$15)","v":0}]
[null," Wärmeabgabe pro Person [W/P]",{"$f":"_xlfn.XLOOKUP($C$59,Daten!$A$3:$A$15,Daten!$D$3:$D$15)","v":0},null,{"$f":"_xlfn.XLOOKUP($C$61,Daten!$A$3:$A$15,Daten!$D$3:$D$15)","v":0},null,{"$f":"_xlfn.XLOOKUP($C$63,Daten!$A$3:$A$15,Daten!$D$3:$D$15)","v":0}]
[null," Präsenzzeit pro Tag [h]",{"$f":"_xlfn.XLOOKUP($C$59,Daten!$A$3:$A$15,Daten!$E$3:$E$15)","v":0},null,{"$f":"_xlfn.XLOOKUP($C$61,Daten!$A$3:$A$15,Daten!$E$3:$E$15)","v":0},null,{"$f":"_xlfn.XLOOKUP($C$63,Daten!$A$3:$A$15,Daten!$E$3:$E$15)","v":0}]
[null,"›Standard überschreiben*"]
[null,"››finaler Wert",{"$f":"IF(ISNUMBER(C84),C84,C83)","v":0},null,{"$f":"IF(ISNUMBER(E84),E84,E83)","v":0},null,{"$f":"IF(ISNUMBER(G84),G84,G83)","v":0}]
[null," Elektrizitätsbedarf pro Jahr [kWh/m2]",{"$f":"_xlfn.XLOOKUP($C$59,Daten!$A$3:$A$15,Daten!$F$3:$F$15)","v":0},null,{"$f":"_xlfn.XLOOKUP($C$61,Daten!$A$3:$A$15,Daten!$F$3:$F$15)","v":0},null,{"$f":"_xlfn.XLOOKUP($C$63,Daten!$A$3:$A$15,Daten!$F$3:$F$15)","v":0}]
[null," Reduktionsfaktor EL-Bedarf [-]",{"$f":"_xlfn.XLOOKUP($C$59,Daten!$A$3:$A$15,Daten!$G$3:$G$15)","v":0},null,{"$f":"_xlfn.XLOOKUP($C$61,Daten!$A$3:$A$15,Daten!$G$3:$G$15)","v":0},null,{"$f":"_xlfn.XLOOKUP($C$63,Daten!$A$3:$A$15,Daten!$G$3:$G$15)","v":0}]
[null," Aussenluft-Volumenstrom [m3/hm2]",{"$f":"_xlfn.XLOOKUP($C$59,Daten!$A$3:$A$15,Daten!$H$3:$H$15)","v":0},null,{"$f":"_xlfn.XLOOKUP($C$61,Daten!$A$3:$A$15,Daten!$H$3:$H$15)","v":0},null,{"$f":"_xlfn.XLOOKUP($C$63,Daten!$A$3:$A$15,Daten!$H$3:$H$15)","v":0}]
[null,"›Standard überschreiben*"]
[null,"››finaler Wert",{"$f":"IF(ISNUMBER(C89),C89,C88)","v":0},null,{"$f":"IF(ISNUMBER(E89),E89,E88)","v":0},null,{"$f":"IF(ISNUMBER(G89),G89,G88)","v":0}]
[null," Basis QH,li0 [kWh/m2]",{"$f":"_xlfn.XLOOKUP($C$59,Daten!$A$3:$A$15,Daten!$I$3:$I$15)","v":0},null,{"$f":"_xlfn.XLOOKUP($C$61,Daten!$A$3:$A$15,Daten!$I$3:$I$15)","v":0},null,{"$f":"_xlfn.XLOOKUP($C$63,Daten!$A$3:$A$15,Daten!$I$3:$I$15)","v":0}]
[null," Steigung ∆QH,li [kWh/m2]",{"$f":"_xlfn.XLOOKUP($C$59,Daten!$A$3:$A$15,Daten!$J$3:$J$15)","v":0},null,{"$f":"_xlfn.XLOOKUP($C$61,Daten!$A$3:$A$15,Daten!$J$3:$J$15)","v":0},null,{"$f":"_xlfn.XLOOKUP($C$63,Daten!$A$3:$A$15,Daten!$J$3:$J$15)","v":0}]
[null," Wärmebedarf Warmwasser [kWh/m2]:",{"$f":"_xlfn.XLOOKUP($C$59,Daten!$A$3:$A$15,Daten!$K$3:$K$15)","v":0},null,{"$f":"_xlfn.XLOOKUP($C$61,Daten!$A$3:$A$15,Daten!$K$3:$K$15)","v":0},null,{"$f":"_xlfn.XLOOKUP($C$63,Daten!$A$3:$A$15,Daten!$K$3:$K$15)","v":0}]
[null," Referenzzeitkonstante τ0 [h]",{"$f":"_xlfn.XLOOKUP($C$59,Daten!$A$3:$A$15,Daten!$L$3:$L$15)","v":0},null,{"$f":"_xlfn.XLOOKUP($C$61,Daten!$A$3:$A$15,Daten!$L$3:$L$15)","v":0},null,{"$f":"_xlfn.XLOOKUP($C$63,Daten!$A$3:$A$15,Daten!$L$3:$L$15)","v":0}]
[null," Parameter für Ausnutzungsgrad a0 [-]:",{"$f":"_xlfn.XLOOKUP($C$59,Daten!$A$3:$A$15,Daten!$M$3:$M$15)","v":0},null,{"$f":"_xlfn.XLOOKUP($C$61,Daten!$A$3:$A$15,Daten!$M$3:$M$15)","v":0},null,{"$f":"_xlfn.XLOOKUP($C$63,Daten!$A$3:$A$15,Daten!$M$3:$M$15)","v":0}]
[]
[null,"* Bei einer Überschreibung muss dem Bericht eine Plausibilisierung beigelegt werden. "]
[null,"Energiebezugsfläche EBF"]
[]
[null,"Geschoss & Bezeichnung","Kategorie",null,"EBF [m²]"]
{"$rows_empty":22}
[null,"Total Kategorie 1: ",{"$f":"IF(Kat_1=\"\",\"\",Kat_1)","v":""},null,{"$f":"SUMIF(C$101:C$122,$C$77,E$101:E$122)+EXP(-9)","v":{"v":1.2340980408667956E-4,"d":"0"}}]
[null,"Total Kategorie 2:",{"$f":"IF(Kat_2=\"\",\"\",Kat_2)","v":""},null,{"$f":"SUMIF(C$101:C$122,$E$77,E$101:E$122)+EXP(-9)","v":{"v":1.2340980408667956E-4,"d":"0"}}]
[null,"Total Kategorie 3:",{"$f":"IF(Kat_3=\"\",\"\",Kat_3)","v":""},null,{"$f":"SUMIF(C$101:C$122,$G$77,E$101:E$122)+EXP(-9)","v":{"v":1.2340980408667956E-4,"d":"0"}}]
[null,"Total Gebäude",null,null,{"$f":"SUM(E123:E125)+EXP(-9)","v":{"v":4.9363921634671824E-4,"d":"0"}}]
[null,{"$f":"IF(H127=1,\"EBF der nicht-GEAK-Gebäudekategorie(n) unterschreitet 10% der totalen EBF. Bitte benutzen Sie das GEAK-Tool!\",\"\")","v":""},{"$nulls":5},{"$f":"IF($H$57=1,IF(\n(IF(COUNTIF(Daten!$A$9:$A$14,Kat_1)>0,EBF_1,0)\n+IF(COUNTIF(Daten!$A$9:$A$14,Kat_2)>0,EBF_2,0)\n+IF(COUNTIF(Daten!$A$9:$A$14,Kat_3)>0,EBF_3,0))\n/EBF_tot<0.1,1,0),0)","v":0}]
[null,"Bemerkungen zum Gebäude, der Grundinformationen und Kategorien: "]
[null,"Freitext. "]

{"sheet":"GH","index":3,"n_rows":250,"n_cols":50,"rows_kept":250,"merged":[[4,10,4,13],[4,30,4,42],[4,43,4,47],[19,2,19,14],[44,2,44,14],[79,2,79,14],[89,2,89,14],[99,2,99,14],[110,2,110,14],[123,2,123,14],[131,2,131,14],[138,2,138,14],[151,2,151,14],[168,2,168,14],[179,2,179,14],[189,2,189,14],[199,2,199,14],[209,2,209,14]]}
[]
[null,"Gebäude-Energie-Analyse-Tool",{"$nulls":13},"deaktiviert: Eingabe der Fläche und U-Werte ist zwingend für Variantenberechnung…"]
[null,"B. Erfassung der Gebäudehülle",{"$nulls":13},false]
[]
[null,null,"Bezeichnung / Bauteilabkürzung","Kategorie / Nutzung","Fläche","U-Wert","Bauteil-heizung","b-Wert","g-Wert","Glas-anteil","Verschattungsfaktor fs\nHorizont|Überhang|Seite L|Seite R",{"$nulls":3},"Orient-ierung","Wärme-transfer-koeff.","Wärmetransfer-koeffizient","Transmissionswärmeverluste nach Monat, Qti [kWh]",{"$nulls":12},"Solare Wärmeeinträge, Qsi [kWh]",{"$nulls":12},"Verschattungsfaktor fs\nHorizont|Überhang|Seite L|Seite R|Total"]
[{"$nulls":3},{"$f":"IF(COUNTA(D10:D207)-SUM(COUNTIF(D10:D207,Kat_1),COUNTIF(D10:D207,Kat_2),COUNTIF(D10:D207,Kat_3))>0,\"! Fehlerhafte Eingabe !\",\"\")","v":""},"Ai [m²]","Ui [W/m²K]","θH [°C]","bi [-]","gi [-]","ff [-]","α [°]","β [°]","γL [°]","γR [°]","[-]","Hi [W/K]","Hi [W/K] = Ai*Ui(*bi)","Jan","Feb","Mär","Apr","Mai","Jun","Jul","Aug","Sep","Okt","Nov","Dez","Total","Jan","Feb","Mär","Apr","Mai","Jun","Jul","Aug","Sep","Okt","Nov","Dez","Total","fs1 [-]","fs2 [-]","fs3,l [-]","fs3,r [-]","fs [-]"]
[]
[null,"1 Bauteile gegen Aussenluft",null,null,{"$f":"IF(AND(Kat_1=0,Kat_2=0,Kat_3=0),\"Bitte Kategorie(n) wählen (-> Gebäudeinformationen)\",\"\")","v":"Bitte Kategorie(n) wählen (-> Gebäudeinformationen)"}]
[null,null,"1.1 Dächer / Estrich / Terrasse gg. Aussenluft",{"$nulls":10},"Summe erfasster Flächen [m²]",{"$f":"SUM(E10:E17)","v":0},{"$nulls":34},"Kommentare:"]
[{"$nulls":16},{"$f":"IF($P$3,P10,E10*F10)","v":0},{"$f":"IF($D10=\"\",0,(_xlfn.XLOOKUP($D10,Daten!$A$152:$A$154,_xlfn.XLOOKUP(R$6,Daten!$B$151:$M$151,Daten!$B$152:$M$154))\n+IF($G10>_xlfn.XLOOKUP($D10,GI!$C$77:$G$77,GI!$C$80:$G$80),($G10-_xlfn.XLOOKUP($D10,GI!$C$77:$G$77,GI!$C$80:$G$80))/4,0))\n*_xlfn.XLOOKUP(R$6,Daten!$B$151:$M$151,Daten!$B$150:$M$150)*$Q10*24/1000)","v":0},{"$f":"IF($D10=\"\",0,(_xlfn.XLOOKUP($D10,Daten!$A$152:$A$154,_xlfn.XLOOKUP(S$6,Daten!$B$151:$M$151,Daten!$B$152:$M$154))\n+IF($G10>_xlfn.XLOOKUP($D10,GI!$C$77:$G$77,GI!$C$80:$G$80),($G10-_xlfn.XLOOKUP($D10,GI!$C$77:$G$77,GI!$C$80:$G$80))/4,0))\n*_xlfn.XLOOKUP(S$6,Daten!$B$151:$M$151,Daten!$B$150:$M$150)*$Q10*24/1000)","v":0},{"$f":"IF($D10=\"\",0,(_xlfn.XLOOKUP($D10,Daten!$A$152:$A$154,_xlfn.XLOOKUP(T$6,Daten!$B$151:$M$151,Daten!$B$152:$M$154))\n+IF($G10>_xlfn.XLOOKUP($D10,GI!$C$77:$G$77,GI!$C$80:$G$80),($G10-_xlfn.XLOOKUP($D10,GI!$C$77:$G$77,GI!$C$80:$G$80))/4,0))\n*_xlfn.XLOOKUP(T$6,Daten!$B$151:$M$151,Daten!$B$150:$M$150)*$Q10*24/1000)","v":0},{"$f":"IF($D10=\"\",0,(_xlfn.XLOOKUP($D10,Daten!$A$152:$A$154,_xlfn.XLOOKUP(U$6,Daten!$B$151:$M$151,Daten!$B$152:$M$154))\n+IF($G10>_xlfn.XLOOKUP($D10,GI!$C$77:$G$77,GI!$C$80:$G$80),($G10-_xlfn.XLOOKUP($D10,GI!$C$77:$G$77,GI!$C$80:$G$80))/4,0))\n*_xlfn.XLOOKUP(U$6,Daten!$B$151:$M$151,Daten!$B$150:$M$150)*$Q10*24/1000)","v":0},{"$f":"IF($D10=\"\",0,(_xlfn.XLOOKUP($D10,Daten!$A$152:$A$154,_xlfn.XLOOKUP(V$6,Daten!$B$151:$M$151,Daten!$B$152:$M$154))\n+IF($G10>_xlfn.XLOOKUP($D10,GI!$C$77:$G$77,GI!$C$80:$G$80),($G10-_xlfn.XLOOKUP($D10,GI!$C$77:$G$77,GI!$C$80:$G$80))/4,0))\n*_xlfn.XLOOKUP(V$6,Daten!$B$151:$M$151,Daten!$B$150:$M$150)*$Q10*24/1000)","v":0},{"$f":"IF($D10=\"\",0,(_xlfn.XLOOKUP($D10,Daten!$A$152:$A$154,_xlfn.XLOOKUP(W$6,Daten!$B$151:$M$151,Daten!$B$152:$M$154))\n+IF($G10>_xlfn.XLOOKUP($D10,GI!$C$77:$G$77,GI!$C$80:$G$80),($G10-_xlfn.XLOOKUP($D10,GI!$C$77:$G$77,GI!$C$80:$G$80))/4,0))\n*_xlfn.XLOOKUP(W$6,Daten!$B$151:$M$151,Daten!$B$150:$M$150)*$Q10*24/1000)","v":0},{"$f":"IF($D10=\"\",0,(_xlfn.XLOOKUP($D10,Daten!$A$152:$A$154,_xlfn.XLOOKUP(X$6,Daten!$B$151:$M$151,Daten!$B$152:$M$154))\n+IF($G10>_xlfn.XLOOKUP($D10,GI!$C$77:$G$77,GI!$C$80:$G$80),($G10-_xlfn.XLOOKUP($D10,GI!$C$77:$G$77,GI!$C$80:$G$80))/4,0))\n*_xlfn.XLOOKUP(X$6,Daten!$B$151:$M$151,Daten!$B$150:$M$150)*$Q10*24/1000)","v":0},{"$f":"IF($D10=\"\",0,(_xlfn.XLOOKUP($D10,Daten!$A$152:$A$154,_xlfn.XLOOKUP(Y$6,Daten!$B$151:$M$151,Daten!$B$152:$M$154))\n+IF($G10>_xlfn.XLOOKUP($D10,GI!$C$77:$G$77,GI!$C$80:$G$80),($G10-_xlfn.XLOOKUP($D10,GI!$C$77:$G$77,GI!$C$80:$G$80))/4,0))\n*_xlfn.XLOOKUP(Y$6,Daten!$B$151:$M$151,Daten!$B$150:$M$150)*$Q10*24/1000)","v":0},{"$f":"IF($D10=\"\",0,(_xlfn.XLOOKUP($D10,Daten!$A$152:$A$154,_xlfn.XLOOKUP(Z$6,Daten!$B$151:$M$151,Daten!$B$152:$M$154))\n+IF($G10>_xlfn.XLOOKUP($D10,GI!$C$77:$G$77,GI!$C$80:$G$80),($G10-_xlfn.XLOOKUP($D10,GI!$C$77:$G$77,GI!$C$80:$G$80))/4,0))\n*_xlfn.XLOOKUP(Z$6,Daten!$B$151:$M$151,Daten!$B$150:$M$150)*$Q10*24/1000)","v":0},{"$f":"IF($D10=\"\",0,(_xlfn.XLOOKUP($D10,Daten!$A$152:$A$154,_xlfn.XLOOKUP(AA$6,Daten!$B$151:$M$151,Daten!$B$152:$M$154))\n+IF($G10>_xlfn.XLOOKUP($D10,GI!$C$77:$G$77,GI!$C$80:$G$80),($G10-_xlfn.XLOOKUP($D10,GI!$C$77:$G$77,GI!$C$80:$G$80))/4,0))\n*_xlfn.XLOOKUP(AA$6,Daten!$B$151:$M$151,Daten!$B$150:$M$150)*$Q10*24/1000)","v":0},{"$f":"IF($D10=\"\",0,(_xlfn.XLOOKUP($D10,Daten!$A$152:$A$154,_xlfn.XLOOKUP(AB$6,Daten!$B$151:$M$151,Daten!$B$152:$M$154))\n+IF($G10>_xlfn.XLOOKUP($D10,GI!$C$77:$G$77,GI!$C$80:$G$80),($G10-_xlfn.XLOOKUP($D10,GI!$C$77:$G$77,GI!$C$80:$G$80))/4,0))\n*_xlfn.XLOOKUP(AB$6,Daten!$B$151:$M$151,Daten!$B$150:$M$150)*$Q10*24/1000)","v":0},{"$f":"IF($D10=\"\",0,(_xlfn.XLOOKUP($D10,Daten!$A$152:$A$154,_xlfn.XLOOKUP(AC$6,Daten!$B$151:$M$151,Daten!$B$152:$M$154))\n+IF($G10>_xlfn.XLOOKUP($D10,GI!$C$77:$G$77,GI!$C$80:$G$80),($G10-_xlfn.XLOOKUP($D10,GI!$C$77:$G$77,GI!$C$80:$G$80))/4,0))\n*_xlfn.XLOOKUP(AC$6,Daten!$B$151:$M$151,Daten!$B$150:$M$150)*$Q10*24/1000)","v":0},{"$f":"SUM(R10:AC10)","v":0}]
[{"$nulls":16},{"$f":"IF($P$3,P11,E11*F11)","v":0},{"$f":"IF($D11=\"\",0,(_xlfn.XLOOKUP($D11,Daten!$A$152:$A$154,_xlfn.XLOOKUP(R$6,Daten!$B$151:$M$151,Daten!$B$152:$M$154))\n+IF($G11>_xlfn.XLOOKUP($D11,GI!$C$77:$G$77,GI!$C$80:$G$80),($G11-_xlfn.XLOOKUP($D11,GI!$C$77:$G$77,GI!$C$80:$G$80))/4,0))\n*_xlfn.XLOOKUP(R$6,Daten!$B$151:$M$151,Daten!$B$150:$M$150)*$Q11*24/1000)","v":0},{"$f":"IF($D11=\"\",0,(_xlfn.XLOOKUP($D11,Daten!$A$152:$A$154,_xlfn.XLOOKUP(S$6,Daten!$B$151:$M$151,Daten!$B$152:$M$154))\n+IF($G11>_xlfn.XLOOKUP($D11,GI!$C$77:$G$77,GI!$C$80:$G$80),($G11-_xlfn.XLOOKUP($D11,GI!$C$77:$G$77,GI!$C$80:$G$80))/4,0))\n*_xlfn.XLOOKUP(S$6,Daten!$B$151:$M$151,Daten!$B$150:$M$150)*$Q11*24/1000)","v":0},{"$f":"IF($D11=\"\",0,(_xlfn.XLOOKUP($D11,Daten!$A$152:$A$154,_xlfn.XLOOKUP(T$6,Daten!$B$151:$M$151,Daten!$B$152:$M$154))\n+IF($G11>_xlfn.XLOOKUP($D11,GI!$C$77:$G$77,GI!$C$80:$G$80),($G11-_xlfn.XLOOKUP($D11,GI!$C$77:$G$77,GI!$C$80:$G$80))/4,0))\n*_xlfn.XLOOKUP(T$6,Daten!$B$151:$M$151,Daten!$B$150:$M$150)*$Q11*24/1000)","v":0},{"$f":"IF($D11=\"\",0,(_xlfn.XLOOKUP($D11,Daten!$A$152:$A$154,_xlfn.XLOOKUP(U$6,Daten!$B$151:$M$151,Daten!$B$152:$M$154))\n+IF($G11>_xlfn.XLOOKUP($D11,GI!$C$77:$G$77,GI!$C$80:$G$80),($G11-_xlfn.XLOOKUP($D11,GI!$C$77:$G$77,GI!$C$80:$G$80))/4,0))\n*_xlfn.XLOOKUP(U$6,Daten!$B$151:$M$151,Daten!$B$150:$M$150)*$Q11*24/1000)","v":0},{"$f":"IF($D11=\"\",0,(_xlfn.XLOOKUP($D11,Daten!$A$152:$A$154,_xlfn.XLOOKUP(V$6,Daten!$B$151:$M$151,Daten!$B$152:$M$154))\n+IF($G11>_xlfn.XLOOKUP($D11,GI!$C$77:$G$77,GI!$C$80:$G$80),($G11-_xlfn.XLOOKUP($D11,GI!$C$77:$G$77,GI!$C$80:$G$80))/4,0))\n*_xlfn.XLOOKUP(V$6,Daten!$B$151:$M$151,Daten!$B$150:$M$150)*$Q11*24/1000)","v":0},{"$f":"IF($D11=\"\",0,(_xlfn.XLOOKUP($D11,Daten!$A$152:$A$154,_xlfn.XLOOKUP(W$6,Daten!$B$151:$M$151,Daten!$B$152:$M$154))\n+IF($G11>_xlfn.XLOOKUP($D11,GI!$C$77:$G$77,GI!$C$80:$G$80),($G11-_xlfn.XLOOKUP($D11,GI!$C$77:$G$77,GI!$C$80:$G$80))/4,0))\n*_xlfn.XLOOKUP(W$6,Daten!$B$151:$M$151,Daten!$B$150:$M$150)*$Q11*24/1000)","v":0},{"$f":"IF($D11=\"\",0,(_xlfn.XLOOKUP($D11,Daten!$A$152:$A$154,_xlfn.XLOOKUP(X$6,Daten!$B$151:$M$151,Daten!$B$152:$M$154))\n+IF($G11>_xlfn.XLOOKUP($D11,GI!$C$77:$G$77,GI!$C$80:$G$80),($G11-_xlfn.XLOOKUP($D11,GI!$C$77:$G$77,GI!$C$80:$G$80))/4,0))\n*_xlfn.XLOOKUP(X$6,Daten!$B$151:$M$151,Daten!$B$150:$M$150)*$Q11*24/1000)","v":0},{"$f":"IF($D11=\"\",0,(_xlfn.XLOOKUP($D11,Daten!$A$152:$A$154,_xlfn.XLOOKUP(Y$6,Daten!$B$151:$M$151,Daten!$B$152:$M$154))\n+IF($G11>_xlfn.XLOOKUP($D11,GI!$C$77:$G$77,GI!$C$80:$G$80),($G11-_xlfn.XLOOKUP($D11,GI!$C$77:$G$77,GI!$C$80:$G$80))/4,0))\n*_xlfn.XLOOKUP(Y$6,Daten!$B$151:$M$151,Daten!$B$150:$M$150)*$Q11*24/1000)","v":0},{"$f":"IF($D11=\"\",0,(_xlfn.XLOOKUP($D11,Daten!$A$152:$A$154,_xlfn.XLOOKUP(Z$6,Daten!$B$151:$M$151,Daten!$B$152:$M$154))\n+IF($G11>_xlfn.XLOOKUP($D11,GI!$C$77:$G$77,GI!$C$80:$G$80),($G11-_xlfn.XLOOKUP($D11,GI!$C$77:$G$77,GI!$C$80:$G$80))/4,0))\n*_xlfn.XLOOKUP(Z$6,Daten!$B$151:$M$151,Daten!$B$150:$M$150)*$Q11*24/1000)","v":0},{"$f":"IF($D11=\"\",0,(_xlfn.XLOOKUP($D11,Daten!$A$152:$A$154,_xlfn.XLOOKUP(AA$6,Daten!$B$151:$M$151,Daten!$B$152:$M$154))\n+IF($G11>_xlfn.XLOOKUP($D11,GI!$C$77:$G$77,GI!$C$80:$G$80),($G11-_xlfn.XLOOKUP($D11,GI!$C$77:$G$77,GI!$C$80:$G$80))/4,0))\n*_xlfn.XLOOKUP(AA$6,Daten!$B$151:$M$151,Daten!$B$150:$M$150)*$Q11*24/1000)","v":0},{"$f":"IF($D11=\"\",0,(_xlfn.XLOOKUP($D11,Daten!$A$152:$A$154,_xlfn.XLOOKUP(AB$6,Daten!$B$151:$M$151,Daten!$B$152:$M$154))\n+IF($G11>_xlfn.XLOOKUP($D11,GI!$C$77:$G$77,GI!$C$80:$G$80),($G11-_xlfn.XLOOKUP($D11,GI!$C$77:$G$77,GI!$C$80:$G$80))/4,0))\n*_xlfn.XLOOKUP(AB$6,Daten!$B$151:$M$151,Daten!$B$150:$M$150)*$Q11*24/1000)","v":0},{"$f":"IF($D11=\"\",0,(_xlfn.XLOOKUP($D11,Daten!$A$152:$A$154,_xlfn.XLOOKUP(AC$6,Daten!$B$151:$M$151,Daten!$B$152:$M$154))\n+IF($G11>_xlfn.XLOOKUP($D11,GI!$C$77:$G$77,GI!$C$80:$G$80),($G11-_xlfn.XLOOKUP($D11,GI!$C$77:$G$77,GI!$C$80:$G$80))/4,0))\n*_xlfn.XLOOKUP(AC$6,Daten!$B$151:$M$151,Daten!$B$150:$M$150)*$Q11*24/1000)","v":0},{"$f":"SUM(R11:AC11)","v":0}]
[{"$nulls":16},0,{"$f":"IF($D12=\"\",0,(_xlfn.XLOOKUP($D12,Daten!$A$152:$A$154,_xlfn.XLOOKUP(R$6,Daten!$B$151:$M$151,Daten!$B$152:$M$154))\n+IF($G12>_xlfn.XLOOKUP($D12,GI!$C$77:$G$77,GI!$C$80:$G$80),($G12-_xlfn.XLOOKUP($D12,GI!$C$77:$G$77,GI!$C$80:$G$80))/4,0))\n*_xlfn.XLOOKUP(R$6,Daten!$B$151:$M$151,Daten!$B$150:$M$150)*$Q12*24/1000)","v":0},{"$f":"IF($D12=\"\",0,(_xlfn.XLOOKUP($D12,Daten!$A$152:$A$154,_xlfn.XLOOKUP(S$6,Daten!$B$151:$M$151,Daten!$B$152:$M$154))\n+IF($G12>_xlfn.XLOOKUP($D12,GI!$C$77:$G$77,GI!$C$80:$G$80),($G12-_xlfn.XLOOKUP($D12,GI!$C$77:$G$77,GI!$C$80:$G$80))/4,0))\n*_xlfn.XLOOKUP(S$6,Daten!$B$151:$M$151,Daten!$B$150:$M$150)*$Q12*24/1000)","v":0},{"$f":"IF($D12=\"\",0,(_xlfn.XLOOKUP($D12,Daten!$A$152:$A$154,_xlfn.XLOOKUP(T$6,Daten!$B$151:$M$151,Daten!$B$152:$M$154))\n+IF($G12>_xlfn.XLOOKUP($D12,GI!$C$77:$G$77,GI!$C$80:$G$80),($G12-_xlfn.XLOOKUP($D12,GI!$C$77:$G$77,GI!$C$80:$G$80))/4,0))\n*_xlfn.XLOOKUP(T$6,Daten!$B$151:$M$151,Daten!$B$150:$M$150)*$Q12*24/1000)","v":0},{"$f":"IF($D12=\"\",0,(_xlfn.XLOOKUP($D12,Daten!$A$152:$A$154,_xlfn.XLOOKUP(U$6,Daten!$B$151:$M$151,Daten!$B$152:$M$154))\n+IF($G12>_xlfn.XLOOKUP($D12,GI!$C$77:$G$77,GI!$C$80:$G$80),($G12-_xlfn.XLOOKUP($D12,GI!$C$77:$G$77,GI!$C$80:$G$80))/4,0))\n*_xlfn.XLOOKUP(U$6,Daten!$B$151:$M$151,Daten!$B$150:$M$150)*$Q12*24/1000)","v":0},{"$f":"IF($D12=\"\",0,(_xlfn.XLOOKUP($D12,Daten!$A$152:$A$154,_xlfn.XLOOKUP(V$6,Daten!$B$151:$M$151,Daten!$B$152:$M$154))\n+IF($G12>_xlfn.XLOOKUP($D12,GI!$C$77:$G$77,GI!$C$80:$G$80),($G12-_xlfn.XLOOKUP($D12,GI!$C$77:$G$77,GI!$C$80:$G$80))/4,0))\n*_xlfn.XLOOKUP(V$6,Daten!$B$151:$M$151,Daten!$B$150:$M$150)*$Q12*24/1000)","v":0},{"$f":"IF($D12=\"\",0,(_xlfn.XLOOKUP($D12,Daten!$A$152:$A$154,_xlfn.XLOOKUP(W$6,Daten!$B$151:$M$151,Daten!$B$152:$M$154))\n+IF($G12>_xlfn.XLOOKUP($D12,GI!$C$77:$G$77,GI!$C$80:$G$80),($G12-_xlfn.XLOOKUP($D12,GI!$C$77:$G$77,GI!$C$80:$G$80))/4,0))\n*_xlfn.XLOOKUP(W$6,Daten!$B$151:$M$151,Daten!$B$150:$M$150)*$Q12*24/1000)","v":0},{"$f":"IF($D12=\"\",0,(_xlfn.XLOOKUP($D12,Daten!$A$152:$A$154,_xlfn.XLOOKUP(X$6,Daten!$B$151:$M$151,Daten!$B$152:$M$154))\n+IF($G12>_xlfn.XLOOKUP($D12,GI!$C$77:$G$77,GI!$C$80:$G$80),($G12-_xlfn.XLOOKUP($D12,GI!$C$77:$G$77,GI!$C$80:$G$80))/4,0))\n*_xlfn.XLOOKUP(X$6,Daten!$B$151:$M$151,Daten!$B$150:$M$150)*$Q12*24/1000)","v":0},{"$f":"IF($D12=\"\",0,(_xlfn.XLOOKUP($D12,Daten!$A$152:$A$154,_xlfn.XLOOKUP(Y$6,Daten!$B$151:$M$151,Daten!$B$152:$M$154))\n+IF($G12>_xlfn.XLOOKUP($D12,GI!$C$77:$G$77,GI!$C$80:$G$80),($G12-_xlfn.XLOOKUP($D12,GI!$C$77:$G$77,GI!$C$80:$G$80))/4,0))\n*_xlfn.XLOOKUP(Y$6,Daten!$B$151:$M$151,Daten!$B$150:$M$150)*$Q12*24/1000)","v":0},{"$f":"IF($D12=\"\",0,(_xlfn.XLOOKUP($D12,Daten!$A$152:$A$154,_xlfn.XLOOKUP(Z$6,Daten!$B$151:$M$151,Daten!$B$152:$M$154))\n+IF($G12>_xlfn.XLOOKUP($D12,GI!$C$77:$G$77,GI!$C$80:$G$80),($G12-_xlfn.XLOOKUP($D12,GI!$C$77:$G$77,GI!$C$80:$G$80))/4,0))\n*_xlfn.XLOOKUP(Z$6,Daten!$B$151:$M$151,Daten!$B$150:$M$150)*$Q12*24/1000)","v":0},{"$f":"IF($D12=\"\",0,(_xlfn.XLOOKUP($D12,Daten!$A$152:$A$154,_xlfn.XLOOKUP(AA$6,Daten!$B$151:$M$151,Daten!$B$152:$M$154))\n+IF($G12>_xlfn.XLOOKUP($D12,GI!$C$77:$G$77,GI!$C$80:$G$80),($G12-_xlfn.XLOOKUP($D12,GI!$C$77:$G$77,GI!$C$80:$G$80))/4,0))\n*_xlfn.XLOOKUP(AA$6,Daten!$B$151:$M$151,Daten!$B$150:$M$150)*$Q12*24/1000)","v":0},{"$f":"IF($D12=\"\",0,(_xlfn.XLOOKUP($D12,Daten!$A$152:$A$154,_xlfn.XLOOKUP(AB$6,Daten!$B$151:$M$151,Daten!$B$152:$M$154))\n+IF($G12>_xlfn.XLOOKUP($D12,GI!$C$77:$G$77,GI!$C$80:$G$80),($G12-_xlfn.XLOOKUP($D12,GI!$C$77:$G$77,GI!$C$80:$G$80))/4,0))\n*_xlfn.XLOOKUP(AB$6,Daten!$B$151:$M$151,Daten!$B$150:$M$150)*$Q12*24/1000)","v":0},{"$f":"IF($D12=\"\",0,(_xlfn.XLOOKUP($D12,Daten!$A$152:$A$154,_xlfn.XLOOKUP(AC$6,Daten!$B$151:$M$151,Daten!$B$152:$M$154))\n+IF($G12>_xlfn.XLOOKUP($D12,GI!$C$77:$G$77,GI!$C$80:$G$80),($G12-_xlfn.XLOOKUP($D12,GI!$C$77:$G$77,GI!$C$80:$G$80))/4,0))\n*_xlfn.XLOOKUP(AC$6,Daten!$B$151:$M$151,Daten!$B$150:$M$150)*$Q12*24/1000)","v":0},0]
[{"$nulls":16},0,{"$f":"IF($D13=\"\",0,(_xlfn.XLOOKUP($D13,Daten!$A$152:$A$154,_xlfn.XLOOKUP(R$6,Daten!$B$151:$M$151,Daten!$B$152:$M$154))\n+IF($G13>_xlfn.XLOOKUP($D13,GI!$C$77:$G$77,GI!$C$80:$G$80),($G13-_xlfn.XLOOKUP($D13,GI!$C$77:$G$77,GI!$C$80:$G$80))/4,0))\n*_xlfn.XLOOKUP(R$6,Daten!$B$151:$M$151,Daten!$B$150:$M$150)*$Q13*24/1000)","v":0},{"$f":"IF($D13=\"\",0,(_xlfn.XLOOKUP($D13,Daten!$A$152:$A$154,_xlfn.XLOOKUP(S$6,Daten!$B$151:$M$151,Daten!$B$152:$M$154))\n+IF($G13>_xlfn.XLOOKUP($D13,GI!$C$77:$G$77,GI!$C$80:$G$80),($G13-_xlfn.XLOOKUP($D13,GI!$C$77:$G$77,GI!$C$80:$G$80))/4,0))\n*_xlfn.XLOOKUP(S$6,Daten!$B$151:$M$151,Daten!$B$150:$M$150)*$Q13*24/1000)","v":0},{"$f":"IF($D13=\"\",0,(_xlfn.XLOOKUP($D13,Daten!$A$152:$A$154,_xlfn.XLOOKUP(T$6,Daten!$B$151:$M$151,Daten!$B$152:$M$154))\n+IF($G13>_xlfn.XLOOKUP($D13,GI!$C$77:$G$77,GI!$C$80:$G$80),($G13-_xlfn.XLOOKUP($D13,GI!$C$77:$G$77,GI!$C$80:$G$80))/4,0))\n*_xlfn.XLOOKUP(T$6,Daten!$B$151:$M$151,Daten!$B$150:$M$150)*$Q13*24/1000)","v":0},{"$f":"IF($D13=\"\",0,(_xlfn.XLOOKUP($D13,Daten!$A$152:$A$154,_xlfn.XLOOKUP(U$6,Daten!$B$151:$M$151,Daten!$B$152:$M$154))\n+IF($G13>_xlfn.XLOOKUP($D13,GI!$C$77:$G$77,GI!$C$80:$G$80),($G13-_xlfn.XLOOKUP($D13,GI!$C$77:$G$77,GI!$C$80:$G$80))/4,0))\n*_xlfn.XLOOKUP(U$6,Daten!$B$151:$M$151,Daten!$B$150:$M$150)*$Q13*24/1000)","v":0},{"$f":"IF($D13=\"\",0,(_xlfn.XLOOKUP($D13,Daten!$A$152:$A$154,_xlfn.XLOOKUP(V$6,Daten!$B$151:$M$151,Daten!$B$152:$M$154))\n+IF($G13>_xlfn.XLOOKUP($D13,GI!$C$77:$G$77,GI!$C$80:$G$80),($G13-_xlfn.XLOOKUP($D13,GI!$C$77:$G$77,GI!$C$80:$G$80))/4,0))\n*_xlfn.XLOOKUP(V$6,Daten!$B$151:$M$151,Daten!$B$150:$M$150)*$Q13*24/1000)","v":0},{"$f":"IF($D13=\"\",0,(_xlfn.XLOOKUP($D13,Daten!$A$152:$A$154,_xlfn.XLOOKUP(W$6,Daten!$B$151:$M$151,Daten!$B$152:$M$154))\n+IF($G13>_xlfn.XLOOKUP($D13,GI!$C$77:$G$77,GI!$C$80:$G$80),($G13-_xlfn.XLOOKUP($D13,GI!$C$77:$G$77,GI!$C$80:$G$80))/4,0))\n*_xlfn.XLOOKUP(W$6,Daten!$B$151:$M$151,Daten!$B$150:$M$150)*$Q13*24/1000)","v":0},{"$f":"IF($D13=\"\",0,(_xlfn.XLOOKUP($D13,Daten!$A$152:$A$154,_xlfn.XLOOKUP(X$6,Daten!$B$151:$M$151,Daten!$B$152:$M$154))\n+IF($G13>_xlfn.XLOOKUP($D13,GI!$C$77:$G$77,GI!$C$80:$G$80),($G13-_xlfn.XLOOKUP($D13,GI!$C$77:$G$77,GI!$C$80:$G$80))/4,0))\n*_xlfn.XLOOKUP(X$6,Daten!$B$151:$M$151,Daten!$B$150:$M$150)*$Q13*24/1000)","v":0},{"$f":"IF($D13=\"\",0,(_xlfn.XLOOKUP($D13,Daten!$A$152:$A$154,_xlfn.XLOOKUP(Y$6,Daten!$B$151:$M$151,Daten!$B$152:$M$154))\n+IF($G13>_xlfn.XLOOKUP($D13,GI!$C$77:$G$77,GI!$C$80:$G$80),($G13-_xlfn.XLOOKUP($D13,GI!$C$77:$G$77,GI!$C$80:$G$80))/4,0))\n*_xlfn.XLOOKUP(Y$6,Daten!$B$151:$M$151,Daten!$B$150:$M$150)*$Q13*24/1000)","v":0},{"$f":"IF($D13=\"\",0,(_xlfn.XLOOKUP($D13,Daten!$A$152:$A$154,_xlfn.XLOOKUP(Z$6,Daten!$B$151:$M$151,Daten!$B$152:$M$154))\n+IF($G13>_xlfn.XLOOKUP($D13,GI!$C$77:$G$77,GI!$C$80:$G$80),($G13-_xlfn.XLOOKUP($D13,GI!$C$77:$G$77,GI!$C$80:$G$80))/4,0))\n*_xlfn.XLOOKUP(Z$6,Daten!$B$151:$M$151,Daten!$B$150:$M$150)*$Q13*24/1000)","v":0},{"$f":"IF($D13=\"\",0,(_xlfn.XLOOKUP($D13,Daten!$A$152:$A$154,_xlfn.XLOOKUP(AA$6,Daten!$B$151:$M$151,Daten!$B$152:$M$154))\n+IF($G13>_xlfn.XLOOKUP($D13,GI!$C$77:$G$77,GI!$C$80:$G$80),($G13-_xlfn.XLOOKUP($D13,GI!$C$77:$G$77,GI!$C$80:$G$80))/4,0))\n*_xlfn.XLOOKUP(AA$6,Daten!$B$151:$M$151,Daten!$B$150:$M$150)*$Q13*24/1000)","v":0},{"$f":"IF($D13=\"\",0,(_xlfn.XLOOKUP($D13,Daten!$A$152:$A$154,_xlfn.XLOOKUP(AB$6,Daten!$B$151:$M$151,Daten!$B$152:$M$154))\n+IF($G13>_xlfn.XLOOKUP($D13,GI!$C$77:$G$77,GI!$C$80:$G$80),($G13-_xlfn.XLOOKUP($D13,GI!$C$77:$G$77,GI!$C$80:$G$80))/4,0))\n*_xlfn.XLOOKUP(AB$6,Daten!$B$151:$M$151,Daten!$B$150:$M$150)*$Q13*24/1000)","v":0},{"$f":"IF($D13=\"\",0,(_xlfn.XLOOKUP($D13,Daten!$A$152:$A$154,_xlfn.XLOOKUP(AC$6,Daten!$B$151:$M$151,Daten!$B$152:$M$154))\n+IF($G13>_xlfn.XLOOKUP($D13,GI!$C$77:$G$77,GI!$C$80:$G$80),($G13-_xlfn.XLOOKUP($D13,GI!$C$77:$G$77,GI!$C$80:$G$80))/4,0))\n*_xlfn.XLOOKUP(AC$6,Daten!$B$151:$M$151,Daten!$B$150:$M$150)*$Q13*24/1000)","v":0},0]
[{"$nulls":16},0,{"$f":"IF($D14=\"\",0,(_xlfn.XLOOKUP($D14,Daten!$A$152:$A$154,_xlfn.XLOOKUP(R$6,Daten!$B$151:$M$151,Daten!$B$152:$M$154))\n+IF($G14>_xlfn.XLOOKUP($D14,GI!$C$77:$G$77,GI!$C$80:$G$80),($G14-_xlfn.XLOOKUP($D14,GI!$C$77:$G$77,GI!$C$80:$G$80))/4,0))\n*_xlfn.XLOOKUP(R$6,Daten!$B$151:$M$151,Daten!$B$150:$M$150)*$Q14*24/1000)","v":0},{"$f":"IF($D14=\"\",0,(_xlfn.XLOOKUP($D14,Daten!$A$152:$A$154,_xlfn.XLOOKUP(S$6,Daten!$B$151:$M$151,Daten!$B$152:$M$154))\n+IF($G14>_xlfn.XLOOKUP($D14,GI!$C$77:$G$77,GI!$C$80:$G$80),($G14-_xlfn.XLOOKUP($D14,GI!$C$77:$G$77,GI!$C$80:$G$80))/4,0))\n*_xlfn.XLOOKUP(S$6,Daten!$B$151:$M$151,Daten!$B$150:$M$150)*$Q14*24/1000)","v":0},{"$f":"IF($D14=\"\",0,(_xlfn.XLOOKUP($D14,Daten!$A$152:$A$154,_xlfn.XLOOKUP(T$6,Daten!$B$151:$M$151,Daten!$B$152:$M$154))\n+IF($G14>_xlfn.XLOOKUP($D14,GI!$C$77:$G$77,GI!$C$80:$G$80),($G14-_xlfn.XLOOKUP($D14,GI!$C$77:$G$77,GI!$C$80:$G$80))/4,0))\n*_xlfn.XLOOKUP(T$6,Daten!$B$151:$M$151,Daten!$B$150:$M$150)*$Q14*24/1000)","v":0},{"$f":"IF($D14=\"\",0,(_xlfn.XLOOKUP($D14,Daten!$A$152:$A$154,_xlfn.XLOOKUP(U$6,Daten!$B$151:$M$151,Daten!$B$152:$M$154))\n+IF($G14>_xlfn.XLOOKUP($D14,GI!$C$77:$G$77,GI!$C$80:$G$80),($G14-_xlfn.XLOOKUP($D14,GI!$C$77:$G$77,GI!$C$80:$G$80))/4,0))\n*_xlfn.XLOOKUP(U$6,Daten!$B$151:$M$151,Daten!$B$150:$M$150)*$Q14*24/1000)","v":0},{"$f":"IF($D14=\"\",0,(_xlfn.XLOOKUP($D14,Daten!$A$152:$A$154,_xlfn.XLOOKUP(V$6,Daten!$B$151:$M$151,Daten!$B$152:$M$154))\n+IF($G14>_xlfn.XLOOKUP($D14,GI!$C$77:$G$77,GI!$C$80:$G$80),($G14-_xlfn.XLOOKUP($D14,GI!$C$77:$G$77,GI!$C$80:$G$80))/4,0))\n*_xlfn.XLOOKUP(V$6,Daten!$B$151:$M$151,Daten!$B$150:$M$150)*$Q14*24/1000)","v":0},{"$f":"IF($D14=\"\",0,(_xlfn.XLOOKUP($D14,Daten!$A$152:$A$154,_xlfn.XLOOKUP(W$6,Daten!$B$151:$M$151,Daten!$B$152:$M$154))\n+IF($G14>_xlfn.XLOOKUP($D14,GI!$C$77:$G$77,GI!$C$80:$G$80),($G14-_xlfn.XLOOKUP($D14,GI!$C$77:$G$77,GI!$C$80:$G$80))/4,0))\n*_xlfn.XLOOKUP(W$6,Daten!$B$151:$M$151,Daten!$B$150:$M$150)*$Q14*24/1000)","v":0},{"$f":"IF($D14=\"\",0,(_xlfn.XLOOKUP($D14,Daten!$A$152:$A$154,_xlfn.XLOOKUP(X$6,Daten!$B$151:$M$151,Daten!$B$152:$M$154))\n+IF($G14>_xlfn.XLOOKUP($D14,GI!$C$77:$G$77,GI!$C$80:$G$80),($G14-_xlfn.XLOOKUP($D14,GI!$C$77:$G$77,GI!$C$80:$G$80))/4,0))\n*_xlfn.XLOOKUP(X$6,Daten!$B$151:$M$151,Daten!$B$150:$M$150)*$Q14*24/1000)","v":0},{"$f":"IF($D14=\"\",0,(_xlfn.XLOOKUP($D14,Daten!$A$152:$A$154,_xlfn.XLOOKUP(Y$6,Daten!$B$151:$M$151,Daten!$B$152:$M$154))\n+IF($G14>_xlfn.XLOOKUP($D14,GI!$C$77:$G$77,GI!$C$80:$G$80),($G14-_xlfn.XLOOKUP($D14,GI!$C$77:$G$77,GI!$C$80:$G$80))/4,0))\n*_xlfn.XLOOKUP(Y$6,Daten!$B$151:$M$151,Daten!$B$150:$M$150)*$Q14*24/1000)","v":0},{"$f":"IF($D14=\"\",0,(_xlfn.XLOOKUP($D14,Daten!$A$152:$A$154,_xlfn.XLOOKUP(Z$6,Daten!$B$151:$M$151,Daten!$B$152:$M$154))\n+IF($G14>_xlfn.XLOOKUP($D14,GI!$C$77:$G$77,GI!$C$80:$G$80),($G14-_xlfn.XLOOKUP($D14,GI!$C$77:$G$77,GI!$C$80:$G$80))/4,0))\n*_xlfn.XLOOKUP(Z$6,Daten!$B$151:$M$151,Daten!$B$150:$M$150)*$Q14*24/1000)","v":0},{"$f":"IF($D14=\"\",0,(_xlfn.XLOOKUP($D14,Daten!$A$152:$A$154,_xlfn.XLOOKUP(AA$6,Daten!$B$151:$M$151,Daten!$B$152:$M$154))\n+IF($G14>_xlfn.XLOOKUP($D14,GI!$C$77:$G$77,GI!$C$80:$G$80),($G14-_xlfn.XLOOKUP($D14,GI!$C$77:$G$77,GI!$C$80:$G$80))/4,0))\n*_xlfn.XLOOKUP(AA$6,Daten!$B$151:$M$151,Daten!$B$150:$M$150)*$Q14*24/1000)","v":0},{"$f":"IF($D14=\"\",0,(_xlfn.XLOOKUP($D14,Daten!$A$152:$A$154,_xlfn.XLOOKUP(AB$6,Daten!$B$151:$M$151,Daten!$B$152:$M$154))\n+IF($G14>_xlfn.XLOOKUP($D14,GI!$C$77:$G$77,GI!$C$80:$G$80),($G14-_xlfn.XLOOKUP($D14,GI!$C$77:$G$77,GI!$C$80:$G$80))/4,0))\n*_xlfn.XLOOKUP(AB$6,Daten!$B$151:$M$151,Daten!$B$150:$M$150)*$Q14*24/1000)","v":0},{"$f":"IF($D14=\"\",0,(_xlfn.XLOOKUP($D14,Daten!$A$152:$A$154,_xlfn.XLOOKUP(AC$6,Daten!$B$151:$M$151,Daten!$B$152:$M$154))\n+IF($G14>_xlfn.XLOOKUP($D14,GI!$C$77:$G$77,GI!$C$80:$G$80),($G14-_xlfn.XLOOKUP($D14,GI!$C$77:$G$77,GI!$C$80:$G$80))/4,0))\n*_xlfn.XLOOKUP(AC$6,Daten!$B$151:$M$151,Daten!$B$150:$M$150)*$Q14*24/1000)","v":0},0]
[{"$nulls":16},0,{"$f":"IF($D15=\"\",0,(_xlfn.XLOOKUP($D15,Daten!$A$152:$A$154,_xlfn.XLOOKUP(R$6,Daten!$B$151:$M$151,Daten!$B$152:$M$154))\n+IF($G15>_xlfn.XLOOKUP($D15,GI!$C$77:$G$77,GI!$C$80:$G$80),($G15-_xlfn.XLOOKUP($D15,GI!$C$77:$G$77,GI!$C$80:$G$80))/4,0))\n*_xlfn.XLOOKUP(R$6,Daten!$B$151:$M$151,Daten!$B$150:$M$150)*$Q15*24/1000)","v":0},{"$f":"IF($D15=\"\",0,(_xlfn.XLOOKUP($D15,Daten!$A$152:$A$154,_xlfn.XLOOKUP(S$6,Daten!$B$151:$M$151,Daten!$B$152:$M$154))\n+IF($G15>_xlfn.XLOOKUP($D15,GI!$C$77:$G$77,GI!$C$80:$G$80),($G15-_xlfn.XLOOKUP($D15,GI!$C$77:$G$77,GI!$C$80:$G$80))/4,0))\n*_xlfn.XLOOKUP(S$6,Daten!$B$151:$M$151,Daten!$B$150:$M$150)*$Q15*24/1000)","v":0},{"$f":"IF($D15=\"\",0,(_xlfn.XLOOKUP($D15,Daten!$A$152:$A$154,_xlfn.XLOOKUP(T$6,Daten!$B$151:$M$151,Daten!$B$152:$M$154))\n+IF($G15>_xlfn.XLOOKUP($D15,GI!$C$77:$G$77,GI!$C$80:$G$80),($G15-_xlfn.XLOOKUP($D15,GI!$C$77:$G$77,GI!$C$80:$G$80))/4,0))\n*_xlfn.XLOOKUP(T$6,Daten!$B$151:$M$151,Daten!$B$150:$M$150)*$Q15*24/1000)","v":0},{"$f":"IF($D15=\"\",0,(_xlfn.XLOOKUP($D15,Daten!$A$152:$A$154,_xlfn.XLOOKUP(U$6,Daten!$B$151:$M$151,Daten!$B$152:$M$154))\n+IF($G15>_xlfn.XLOOKUP($D15,GI!$C$77:$G$77,GI!$C$80:$G$80),($G15-_xlfn.XLOOKUP($D15,GI!$C$77:$G$77,GI!$C$80:$G$80))/4,0))\n*_xlfn.XLOOKUP(U$6,Daten!$B$151:$M$151,Daten!$B$150:$M$150)*$Q15*24/1000)","v":0},{"$f":"IF($D15=\"\",0,(_xlfn.XLOOKUP($D15,Daten!$A$152:$A$154,_xlfn.XLOOKUP(V$6,Daten!$B$151:$M$151,Daten!$B$152:$M$154))\n+IF($G15>_xlfn.XLOOKUP($D15,GI!$C$77:$G$77,GI!$C$80:$G$80),($G15-_xlfn.XLOOKUP($D15,GI!$C$77:$G$77,GI!$C$80:$G$80))/4,0))\n*_xlfn.XLOOKUP(V$6,Daten!$B$151:$M$151,Daten!$B$150:$M$150)*$Q15*24/1000)","v":0},{"$f":"IF($D15=\"\",0,(_xlfn.XLOOKUP($D15,Daten!$A$152:$A$154,_xlfn.XLOOKUP(W$6,Daten!$B$151:$M$151,Daten!$B$152:$M$154))\n+IF($G15>_xlfn.XLOOKUP($D15,GI!$C$77:$G$77,GI!$C$80:$G$80),($G15-_xlfn.XLOOKUP($D15,GI!$C$77:$G$77,GI!$C$80:$G$80))/4,0))\n*_xlfn.XLOOKUP(W$6,Daten!$B$151:$M$151,Daten!$B$150:$M$150)*$Q15*24/1000)","v":0},{"$f":"IF($D15=\"\",0,(_xlfn.XLOOKUP($D15,Daten!$A$152:$A$154,_xlfn.XLOOKUP(X$6,Daten!$B$151:$M$151,Daten!$B$152:$M$154))\n+IF($G15>_xlfn.XLOOKUP($D15,GI!$C$77:$G$77,GI!$C$80:$G$80),($G15-_xlfn.XLOOKUP($D15,GI!$C$77:$G$77,GI!$C$80:$G$80))/4,0))\n*_xlfn.XLOOKUP(X$6,Daten!$B$151:$M$151,Daten!$B$150:$M$150)*$Q15*24/1000)","v":0},{"$f":"IF($D15=\"\",0,(_xlfn.XLOOKUP($D15,Daten!$A$152:$A$154,_xlfn.XLOOKUP(Y$6,Daten!$B$151:$M$151,Daten!$B$152:$M$154))\n+IF($G15>_xlfn.XLOOKUP($D15,GI!$C$77:$G$77,GI!$C$80:$G$80),($G15-_xlfn.XLOOKUP($D15,GI!$C$77:$G$77,GI!$C$80:$G$80))/4,0))\n*_xlfn.XLOOKUP(Y$6,Daten!$B$151:$M$151,Daten!$B$150:$M$150)*$Q15*24/1000)","v":0},{"$f":"IF($D15=\"\",0,(_xlfn.XLOOKUP($D15,Daten!$A$152:$A$154,_xlfn.XLOOKUP(Z$6,Daten!$B$151:$M$151,Daten!$B$152:$M$154))\n+IF($G15>_xlfn.XLOOKUP($D15,GI!$C$77:$G$77,GI!$C$80:$G$80),($G15-_xlfn.XLOOKUP($D15,GI!$C$77:$G$77,GI!$C$80:$G$80))/4,0))\n*_xlfn.XLOOKUP(Z$6,Daten!$B$151:$M$151,Daten!$B$150:$M$150)*$Q15*24/1000)","v":0},{"$f":"IF($D15=\"\",0,(_xlfn.XLOOKUP($D15,Daten!$A$152:$A$154,_xlfn.XLOOKUP(AA$6,Daten!$B$151:$M$151,Daten!$B$152:$M$154))\n+IF($G15>_xlfn.XLOOKUP($D15,GI!$C$77:$G$77,GI!$C$80:$G$80),($G15-_xlfn.XLOOKUP($D15,GI!$C$77:$G$77,GI!$C$80:$G$80))/4,0))\n*_xlfn.XLOOKUP(AA$6,Daten!$B$151:$M$151,Daten!$B$150:$M$150)*$Q15*24/1000)","v":0},{"$f":"IF($D15=\"\",0,(_xlfn.XLOOKUP($D15,Daten!$A$152:$A$154,_xlfn.XLOOKUP(AB$6,Daten!$B$151:$M$151,Daten!$B$152:$M$154))\n+IF($G15>_xlfn.XLOOKUP($D15,GI!$C$77:$G$77,GI!$C$80:$G$80),($G15-_xlfn.XLOOKUP($D15,GI!$C$77:$G$77,GI!$C$80:$G$80))/4,0))\n*_xlfn.XLOOKUP(AB$6,Daten!$B$151:$M$151,Daten!$B$150:$M$150)*$Q15*24/1000)","v":0},{"$f":"IF($D15=\"\",0,(_xlfn.XLOOKUP($D15,Daten!$A$152:$A$154,_xlfn.XLOOKUP(AC$6,Daten!$B$151:$M$151,Daten!$B$152:$M$154))\n+IF($G15>_xlfn.XLOOKUP($D15,GI!$C$77:$G$77,GI!$C$80:$G$80),($G15-_xlfn.XLOOKUP($D15,GI!$C$77:$G$77,GI!$C$80:$G$80))/4,0))\n*_xlfn.XLOOKUP(AC$6,Daten!$B$151:$M$151,Daten!$B$150:$M$150)*$Q15*24/1000)","v":0},{"$f":"SUM(R15:AC15)","v":0}]
[{"$nulls":16},0,{"$f":"IF($D16=\"\",0,(_xlfn.XLOOKUP($D16,Daten!$A$152:$A$154,_xlfn.XLOOKUP(R$6,Daten!$B$151:$M$151,Daten!$B$152:$M$154))\n+IF($G16>_xlfn.XLOOKUP($D16,GI!$C$77:$G$77,GI!$C$80:$G$80),($G16-_xlfn.XLOOKUP($D16,GI!$C$77:$G$77,GI!$C$80:$G$80))/4,0))\n*_xlfn.XLOOKUP(R$6,Daten!$B$151:$M$151,Daten!$B$150:$M$150)*$Q16*24/1000)","v":0},{"$f":"IF($D16=\"\",0,(_xlfn.XLOOKUP($D16,Daten!$A$152:$A$154,_xlfn.XLOOKUP(S$6,Daten!$B$151:$M$151,Daten!$B$152:$M$154))\n+IF($G16>_xlfn.XLOOKUP($D16,GI!$C$77:$G$77,GI!$C$80:$G$80),($G16-_xlfn.XLOOKUP($D16,GI!$C$77:$G$77,GI!$C$80:$G$80))/4,0))\n*_xlfn.XLOOKUP(S$6,Daten!$B$151:$M$151,Daten!$B$150:$M$150)*$Q16*24/1000)","v":0},{"$f":"IF($D16=\"\",0,(_xlfn.XLOOKUP($D16,Daten!$A$152:$A$154,_xlfn.XLOOKUP(T$6,Daten!$B$151:$M$151,Daten!$B$152:$M$154))\n+IF($G16>_xlfn.XLOOKUP($D16,GI!$C$77:$G$77,GI!$C$80:$G$80),($G16-_xlfn.XLOOKUP($D16,GI!$C$77:$G$77,GI!$C$80:$G$80))/4,0))\n*_xlfn.XLOOKUP(T$6,Daten!$B$151:$M$151,Daten!$B$150:$M$150)*$Q16*24/1000)","v":0},{"$f":"IF($D16=\"\",0,(_xlfn.XLOOKUP($D16,Daten!$A$152:$A$154,_xlfn.XLOOKUP(U$6,Daten!$B$151:$M$151,Daten!$B$152:$M$154))\n+IF($G16>_xlfn.XLOOKUP($D16,GI!$C$77:$G$77,GI!$C$80:$G$80),($G16-_xlfn.XLOOKUP($D16,GI!$C$77:$G$77,GI!$C$80:$G$80))/4,0))\n*_xlfn.XLOOKUP(U$6,Daten!$B$151:$M$151,Daten!$B$150:$M$150)*$Q16*24/1000)","v":0},{"$f":"IF($D16=\"\",0,(_xlfn.XLOOKUP($D16,Daten!$A$152:$A$154,_xlfn.XLOOKUP(V$6,Daten!$B$151:$M$151,Daten!$B$152:$M$154))\n+IF($G16>_xlfn.XLOOKUP($D16,GI!$C$77:$G$77,GI!$C$80:$G$80),($G16-_xlfn.XLOOKUP($D16,GI!$C$77:$G$77,GI!$C$80:$G$80))/4,0))\n*_xlfn.XLOOKUP(V$6,Daten!$B$151:$M$151,Daten!$B$150:$M$150)*$Q16*24/1000)","v":0},{"$f":"IF($D16=\"\",0,(_xlfn.XLOOKUP($D16,Daten!$A$152:$A$154,_xlfn.XLOOKUP(W$6,Daten!$B$151:$M$151,Daten!$B$152:$M$154))\n+IF($G16>_xlfn.XLOOKUP($D16,GI!$C$77:$G$77,GI!$C$80:$G$80),($G16-_xlfn.XLOOKUP($D16,GI!$C$77:$G$77,GI!$C$80:$G$80))/4,0))\n*_xlfn.XLOOKUP(W$6,Daten!$B$151:$M$151,Daten!$B$150:$M$150)*$Q16*24/1000)","v":0},{"$f":"IF($D16=\"\",0,(_xlfn.XLOOKUP($D16,Daten!$A$152:$A$154,_xlfn.XLOOKUP(X$6,Daten!$B$151:$M$151,Daten!$B$152:$M$154))\n+IF($G16>_xlfn.XLOOKUP($D16,GI!$C$77:$G$77,GI!$C$80:$G$80),($G16-_xlfn.XLOOKUP($D16,GI!$C$77:$G$77,GI!$C$80:$G$80))/4,0))\n*_xlfn.XLOOKUP(X$6,Daten!$B$151:$M$151,Daten!$B$150:$M$150)*$Q16*24/1000)","v":0},{"$f":"IF($D16=\"\",0,(_xlfn.XLOOKUP($D16,Daten!$A$152:$A$154,_xlfn.XLOOKUP(Y$6,Daten!$B$151:$M$151,Daten!$B$152:$M$154))\n+IF($G16>_xlfn.XLOOKUP($D16,GI!$C$77:$G$77,GI!$C$80:$G$80),($G16-_xlfn.XLOOKUP($D16,GI!$C$77:$G$77,GI!$C$80:$G$80))/4,0))\n*_xlfn.XLOOKUP(Y$6,Daten!$B$151:$M$151,Daten!$B$150:$M$150)*$Q16*24/1000)","v":0},{"$f":"IF($D16=\"\",0,(_xlfn.XLOOKUP($D16,Daten!$A$152:$A$154,_xlfn.XLOOKUP(Z$6,Daten!$B$151:$M$151,Daten!$B$152:$M$154))\n+IF($G16>_xlfn.XLOOKUP($D16,GI!$C$77:$G$77,GI!$C$80:$G$80),($G16-_xlfn.XLOOKUP($D16,GI!$C$77:$G$77,GI!$C$80:$G$80))/4,0))\n*_xlfn.XLOOKUP(Z$6,Daten!$B$151:$M$151,Daten!$B$150:$M$150)*$Q16*24/1000)","v":0},{"$f":"IF($D16=\"\",0,(_xlfn.XLOOKUP($D16,Daten!$A$152:$A$154,_xlfn.XLOOKUP(AA$6,Daten!$B$151:$M$151,Daten!$B$152:$M$154))\n+IF($G16>_xlfn.XLOOKUP($D16,GI!$C$77:$G$77,GI!$C$80:$G$80),($G16-_xlfn.XLOOKUP($D16,GI!$C$77:$G$77,GI!$C$80:$G$80))/4,0))\n*_xlfn.XLOOKUP(AA$6,Daten!$B$151:$M$151,Daten!$B$150:$M$150)*$Q16*24/1000)","v":0},{"$f":"IF($D16=\"\",0,(_xlfn.XLOOKUP($D16,Daten!$A$152:$A$154,_xlfn.XLOOKUP(AB$6,Daten!$B$151:$M$151,Daten!$B$152:$M$154))\n+IF($G16>_xlfn.XLOOKUP($D16,GI!$C$77:$G$77,GI!$C$80:$G$80),($G16-_xlfn.XLOOKUP($D16,GI!$C$77:$G$77,GI!$C$80:$G$80))/4,0))\n*_xlfn.XLOOKUP(AB$6,Daten!$B$151:$M$151,Daten!$B$150:$M$150)*$Q16*24/1000)","v":0},{"$f":"IF($D16=\"\",0,(_xlfn.XLOOKUP($D16,Daten!$A$152:$A$154,_xlfn.XLOOKUP(AC$6,Daten!$B$151:$M$151,Daten!$B$152:$M$154))\n+IF($G16>_xlfn.XLOOKUP($D16,GI!$C$77:$G$77,GI!$C$80:$G$80),($G16-_xlfn.XLOOKUP($D16,GI!$C$77:$G$77,GI!$C$80:$G$80))/4,0))\n*_xlfn.XLOOKUP(AC$6,Daten!$B$151:$M$151,Daten!$B$150:$M$150)*$Q16*24/1000)","v":0},0]
[{"$nulls":16},0,{"$f":"IF($D17=\"\",0,(_xlfn.XLOOKUP($D17,Daten!$A$152:$A$154,_xlfn.XLOOKUP(R$6,Daten!$B$151:$M$151,Daten!$B$152:$M$154))\n+IF($G17>_xlfn.XLOOKUP($D17,GI!$C$77:$G$77,GI!$C$80:$G$80),($G17-_xlfn.XLOOKUP($D17,GI!$C$77:$G$77,GI!$C$80:$G$80))/4,0))\n*_xlfn.XLOOKUP(R$6,Daten!$B$151:$M$151,Daten!$B$150:$M$150)*$Q17*24/1000)","v":0},{"$f":"IF($D17=\"\",0,(_xlfn.XLOOKUP($D17,Daten!$A$152:$A$154,_xlfn.XLOOKUP(S$6,Daten!$B$151:$M$151,Daten!$B$152:$M$154))\n+IF($G17>_xlfn.XLOOKUP($D17,GI!$C$77:$G$77,GI!$C$80:$G$80),($G17-_xlfn.XLOOKUP($D17,GI!$C$77:$G$77,GI!$C$80:$G$80))/4,0))\n*_xlfn.XLOOKUP(S$6,Daten!$B$151:$M$151,Daten!$B$150:$M$150)*$Q17*24/1000)","v":0},{"$f":"IF($D17=\"\",0,(_xlfn.XLOOKUP($D17,Daten!$A$152:$A$154,_xlfn.XLOOKUP(T$6,Daten!$B$151:$M$151,Daten!$B$152:$M$154))\n+IF($G17>_xlfn.XLOOKUP($D17,GI!$C$77:$G$77,GI!$C$80:$G$80),($G17-_xlfn.XLOOKUP($D17,GI!$C$77:$G$77,GI!$C$80:$G$80))/4,0))\n*_xlfn.XLOOKUP(T$6,Daten!$B$151:$M$151,Daten!$B$150:$M$150)*$Q17*24/1000)","v":0},{"$f":"IF($D17=\"\",0,(_xlfn.XLOOKUP($D17,Daten!$A$152:$A$154,_xlfn.XLOOKUP(U$6,Daten!$B$151:$M$151,Daten!$B$152:$M$154))\n+IF($G17>_xlfn.XLOOKUP($D17,GI!$C$77:$G$77,GI!$C$80:$G$80),($G17-_xlfn.XLOOKUP($D17,GI!$C$77:$G$77,GI!$C$80:$G$80))/4,0))\n*_xlfn.XLOOKUP(U$6,Daten!$B$151:$M$151,Daten!$B$150:$M$150)*$Q17*24/1000)","v":0},{"$f":"IF($D17=\"\",0,(_xlfn.XLOOKUP($D17,Daten!$A$152:$A$154,_xlfn.XLOOKUP(V$6,Daten!$B$151:$M$151,Daten!$B$152:$M$154))\n+IF($G17>_xlfn.XLOOKUP($D17,GI!$C$77:$G$77,GI!$C$80:$G$80),($G17-_xlfn.XLOOKUP($D17,GI!$C$77:$G$77,GI!$C$80:$G$80))/4,0))\n*_xlfn.XLOOKUP(V$6,Daten!$B$151:$M$151,Daten!$B$150:$M$150)*$Q17*24/1000)","v":0},{"$f":"IF($D17=\"\",0,(_xlfn.XLOOKUP($D17,Daten!$A$152:$A$154,_xlfn.XLOOKUP(W$6,Daten!$B$151:$M$151,Daten!$B$152:$M$154))\n+IF($G17>_xlfn.XLOOKUP($D17,GI!$C$77:$G$77,GI!$C$80:$G$80),($G17-_xlfn.XLOOKUP($D17,GI!$C$77:$G$77,GI!$C$80:$G$80))/4,0))\n*_xlfn.XLOOKUP(W$6,Daten!$B$151:$M$151,Daten!$B$150:$M$150)*$Q17*24/1000)","v":0},{"$f":"IF($D17=\"\",0,(_xlfn.XLOOKUP($D17,Daten!$A$152:$A$154,_xlfn.XLOOKUP(X$6,Daten!$B$151:$M$151,Daten!$B$152:$M$154))\n+IF($G17>_xlfn.XLOOKUP($D17,GI!$C$77:$G$77,GI!$C$80:$G$80),($G17-_xlfn.XLOOKUP($D17,GI!$C$77:$G$77,GI!$C$80:$G$80))/4,0))\n*_xlfn.XLOOKUP(X$6,Daten!$B$151:$M$151,Daten!$B$150:$M$150)*$Q17*24/1000)","v":0},{"$f":"IF($D17=\"\",0,(_xlfn.XLOOKUP($D17,Daten!$A$152:$A$154,_xlfn.XLOOKUP(Y$6,Daten!$B$151:$M$151,Daten!$B$152:$M$154))\n+IF($G17>_xlfn.XLOOKUP($D17,GI!$C$77:$G$77,GI!$C$80:$G$80),($G17-_xlfn.XLOOKUP($D17,GI!$C$77:$G$77,GI!$C$80:$G$80))/4,0))\n*_xlfn.XLOOKUP(Y$6,Daten!$B$151:$M$151,Daten!$B$150:$M$150)*$Q17*24/1000)","v":0},{"$f":"IF($D17=\"\",0,(_xlfn.XLOOKUP($D17,Daten!$A$152:$A$154,_xlfn.XLOOKUP(Z$6,Daten!$B$151:$M$151,Daten!$B$152:$M$154))\n+IF($G17>_xlfn.XLOOKUP($D17,GI!$C$77:$G$77,GI!$C$80:$G$80),($G17-_xlfn.XLOOKUP($D17,GI!$C$77:$G$77,GI!$C$80:$G$80))/4,0))\n*_xlfn.XLOOKUP(Z$6,Daten!$B$151:$M$151,Daten!$B$150:$M$150)*$Q17*24/1000)","v":0},{"$f":"IF($D17=\"\",0,(_xlfn.XLOOKUP($D17,Daten!$A$152:$A$154,_xlfn.XLOOKUP(AA$6,Daten!$B$151:$M$151,Daten!$B$152:$M$154))\n+IF($G17>_xlfn.XLOOKUP($D17,GI!$C$77:$G$77,GI!$C$80:$G$80),($G17-_xlfn.XLOOKUP($D17,GI!$C$77:$G$77,GI!$C$80:$G$80))/4,0))\n*_xlfn.XLOOKUP(AA$6,Daten!$B$151:$M$151,Daten!$B$150:$M$150)*$Q17*24/1000)","v":0},{"$f":"IF($D17=\"\",0,(_xlfn.XLOOKUP($D17,Daten!$A$152:$A$154,_xlfn.XLOOKUP(AB$6,Daten!$B$151:$M$151,Daten!$B$152:$M$154))\n+IF($G17>_xlfn.XLOOKUP($D17,GI!$C$77:$G$77,GI!$C$80:$G$80),($G17-_xlfn.XLOOKUP($D17,GI!$C$77:$G$77,GI!$C$80:$G$80))/4,0))\n*_xlfn.XLOOKUP(AB$6,Daten!$B$151:$M$151,Daten!$B$150:$M$150)*$Q17*24/1000)","v":0},{"$f":"IF($D17=\"\",0,(_xlfn.XLOOKUP($D17,Daten!$A$152:$A$154,_xlfn.XLOOKUP(AC$6,Daten!$B$151:$M$151,Daten!$B$152:$M$154))\n+IF($G17>_xlfn.XLOOKUP($D17,GI!$C$77:$G$77,GI!$C$80:$G$80),($G17-_xlfn.XLOOKUP($D17,GI!$C$77:$G$77,GI!$C$80:$G$80))/4,0))\n*_xlfn.XLOOKUP(AC$6,Daten!$B$151:$M$151,Daten!$B$150:$M$150)*$Q17*24/1000)","v":0},0]
[]
[null,null,"1.1.1 Fotos, Beschreibungen und Bemerkungen"]
[null,null,"Freitext. "]
[]
[null,null,"1.2 Wände gg. Aussenluft",{"$nulls":10},"Summe erfasster Flächen [m²]",{"$f":"SUM(E23:E42)","v":0}]
[{"$nulls":16},{"$f":"IF($P$3,P23,E23*F23)","v":0},{"$f":"IF($D23=\"\",0,(_xlfn.XLOOKUP($D23,Daten!$A$152:$A$154,_xlfn.XLOOKUP(R$6,Daten!$B$151:$M$151,Daten!$B$152:$M$154))\n+IF($G23>_xlfn.XLOOKUP($D23,GI!$C$77:$G$77,GI!$C$80:$G$80),($G23-_xlfn.XLOOKUP($D23,GI!$C$77:$G$77,GI!$C$80:$G$80))/4,0))\n*_xlfn.XLOOKUP(R$6,Daten!$B$151:$M$151,Daten!$B$150:$M$150)*$Q23*24/1000)","v":0},{"$f":"IF($D23=\"\",0,(_xlfn.XLOOKUP($D23,Daten!$A$152:$A$154,_xlfn.XLOOKUP(S$6,Daten!$B$151:$M$151,Daten!$B$152:$M$154))\n+IF($G23>_xlfn.XLOOKUP($D23,GI!$C$77:$G$77,GI!$C$80:$G$80),($G23-_xlfn.XLOOKUP($D23,GI!$C$77:$G$77,GI!$C$80:$G$80))/4,0))\n*_xlfn.XLOOKUP(S$6,Daten!$B$151:$M$151,Daten!$B$150:$M$150)*$Q23*24/1000)","v":0},{"$f":"IF($D23=\"\",0,(_xlfn.XLOOKUP($D23,Daten!$A$152:$A$154,_xlfn.XLOOKUP(T$6,Daten!$B$151:$M$151,Daten!$B$152:$M$154))\n+IF($G23>_xlfn.XLOOKUP($D23,GI!$C$77:$G$77,GI!$C$80:$G$80),($G23-_xlfn.XLOOKUP($D23,GI!$C$77:$G$77,GI!$C$80:$G$80))/4,0))\n*_xlfn.XLOOKUP(T$6,Daten!$B$151:$M$151,Daten!$B$150:$M$150)*$Q23*24/1000)","v":0},{"$f":"IF($D23=\"\",0,(_xlfn.XLOOKUP($D23,Daten!$A$152:$A$154,_xlfn.XLOOKUP(U$6,Daten!$B$151:$M$151,Daten!$B$152:$M$154))\n+IF($G23>_xlfn.XLOOKUP($D23,GI!$C$77:$G$77,GI!$C$80:$G$80),($G23-_xlfn.XLOOKUP($D23,GI!$C$77:$G$77,GI!$C$80:$G$80))/4,0))\n*_xlfn.XLOOKUP(U$6,Daten!$B$151:$M$151,Daten!$B$150:$M$150)*$Q23*24/1000)","v":0},{"$f":"IF($D23=\"\",0,(_xlfn.XLOOKUP($D23,Daten!$A$152:$A$154,_xlfn.XLOOKUP(V$6,Daten!$B$151:$M$151,Daten!$B$152:$M$154))\n+IF($G23>_xlfn.XLOOKUP($D23,GI!$C$77:$G$77,GI!$C$80:$G$80),($G23-_xlfn.XLOOKUP($D23,GI!$C$77:$G$77,GI!$C$80:$G$80))/4,0))\n*_xlfn.XLOOKUP(V$6,Daten!$B$151:$M$151,Daten!$B$150:$M$150)*$Q23*24/1000)","v":0},{"$f":"IF($D23=\"\",0,(_xlfn.XLOOKUP($D23,Daten!$A$152:$A$154,_xlfn.XLOOKUP(W$6,Daten!$B$151:$M$151,Daten!$B$152:$M$154))\n+IF($G23>_xlfn.XLOOKUP($D23,GI!$C$77:$G$77,GI!$C$80:$G$80),($G23-_xlfn.XLOOKUP($D23,GI!$C$77:$G$77,GI!$C$80:$G$80))/4,0))\n*_xlfn.XLOOKUP(W$6,Daten!$B$151:$M$151,Daten!$B$150:$M$150)*$Q23*24/1000)","v":0},{"$f":"IF($D23=\"\",0,(_xlfn.XLOOKUP($D23,Daten!$A$152:$A$154,_xlfn.XLOOKUP(X$6,Daten!$B$151:$M$151,Daten!$B$152:$M$154))\n+IF($G23>_xlfn.XLOOKUP($D23,GI!$C$77:$G$77,GI!$C$80:$G$80),($G23-_xlfn.XLOOKUP($D23,GI!$C$77:$G$77,GI!$C$80:$G$80))/4,0))\n*_xlfn.XLOOKUP(X$6,Daten!$B$151:$M$151,Daten!$B$150:$M$150)*$Q23*24/1000)","v":0},{"$f":"IF($D23=\"\",0,(_xlfn.XLOOKUP($D23,Daten!$A$152:$A$154,_xlfn.XLOOKUP(Y$6,Daten!$B$151:$M$151,Daten!$B$152:$M$154))\n+IF($G23>_xlfn.XLOOKUP($D23,GI!$C$77:$G$77,GI!$C$80:$G$80),($G23-_xlfn.XLOOKUP($D23,GI!$C$77:$G$77,GI!$C$80:$G$80))/4,0))\n*_xlfn.XLOOKUP(Y$6,Daten!$B$151:$M$151,Daten!$B$150:$M$150)*$Q23*24/1000)","v":0},{"$f":"IF($D23=\"\",0,(_xlfn.XLOOKUP($D23,Daten!$A$152:$A$154,_xlfn.XLOOKUP(Z$6,Daten!$B$151:$M$151,Daten!$B$152:$M$154))\n+IF($G23>_xlfn.XLOOKUP($D23,GI!$C$77:$G$77,GI!$C$80:$G$80),($G23-_xlfn.XLOOKUP($D23,GI!$C$77:$G$77,GI!$C$80:$G$80))/4,0))\n*_xlfn.XLOOKUP(Z$6,Daten!$B$151:$M$151,Daten!$B$150:$M$150)*$Q23*24/1000)","v":0},{"$f":"IF($D23=\"\",0,(_xlfn.XLOOKUP($D23,Daten!$A$152:$A$154,_xlfn.XLOOKUP(AA$6,Daten!$B$151:$M$151,Daten!$B$152:$M$154))\n+IF($G23>_xlfn.XLOOKUP($D23,GI!$C$77:$G$77,GI!$C$80:$G$80),($G23-_xlfn.XLOOKUP($D23,GI!$C$77:$G$77,GI!$C$80:$G$80))/4,0))\n*_xlfn.XLOOKUP(AA$6,Daten!$B$151:$M$151,Daten!$B$150:$M$150)*$Q23*24/1000)","v":0},{"$f":"IF($D23=\"\",0,(_xlfn.XLOOKUP($D23,Daten!$A$152:$A$154,_xlfn.XLOOKUP(AB$6,Daten!$B$151:$M$151,Daten!$B$152:$M$154))\n+IF($G23>_xlfn.XLOOKUP($D23,GI!$C$77:$G$77,GI!$C$80:$G$80),($G23-_xlfn.XLOOKUP($D23,GI!$C$77:$G$77,GI!$C$80:$G$80))/4,0))\n*_xlfn.XLOOKUP(AB$6,Daten!$B$151:$M$151,Daten!$B$150:$M$150)*$Q23*24/1000)","v":0},{"$f":"IF($D23=\"\",0,(_xlfn.XLOOKUP($D23,Daten!$A$152:$A$154,_xlfn.XLOOKUP(AC$6,Daten!$B$151:$M$151,Daten!$B$152:$M$154))\n+IF($G23>_xlfn.XLOOKUP($D23,GI!$C$77:$G$77,GI!$C$80:$G$80),($G23-_xlfn.XLOOKUP($D23,GI!$C$77:$G$77,GI!$C$80:$G$80))/4,0))\n*_xlfn.XLOOKUP(AC$6,Daten!$B$151:$M$151,Daten!$B$150:$M$150)*$Q23*24/1000)","v":0},0]
[{"$nulls":16},0,{"$f":"IF($D24=\"\",0,(_xlfn.XLOOKUP($D24,Daten!$A$152:$A$154,_xlfn.XLOOKUP(R$6,Daten!$B$151:$M$151,Daten!$B$152:$M$154))\n+IF($G24>_xlfn.XLOOKUP($D24,GI!$C$77:$G$77,GI!$C$80:$G$80),($G24-_xlfn.XLOOKUP($D24,GI!$C$77:$G$77,GI!$C$80:$G$80))/4,0))\n*_xlfn.XLOOKUP(R$6,Daten!$B$151:$M$151,Daten!$B$150:$M$150)*$Q24*24/1000)","v":0},{"$f":"IF($D24=\"\",0,(_xlfn.XLOOKUP($D24,Daten!$A$152:$A$154,_xlfn.XLOOKUP(S$6,Daten!$B$151:$M$151,Daten!$B$152:$M$154))\n+IF($G24>_xlfn.XLOOKUP($D24,GI!$C$77:$G$77,GI!$C$80:$G$80),($G24-_xlfn.XLOOKUP($D24,GI!$C$77:$G$77,GI!$C$80:$G$80))/4,0))\n*_xlfn.XLOOKUP(S$6,Daten!$B$151:$M$151,Daten!$B$150:$M$150)*$Q24*24/1000)","v":0},{"$f":"IF($D24=\"\",0,(_xlfn.XLOOKUP($D24,Daten!$A$152:$A$154,_xlfn.XLOOKUP(T$6,Daten!$B$151:$M$151,Daten!$B$152:$M$154))\n+IF($G24>_xlfn.XLOOKUP($D24,GI!$C$77:$G$77,GI!$C$80:$G$80),($G24-_xlfn.XLOOKUP($D24,GI!$C$77:$G$77,GI!$C$80:$G$80))/4,0))\n*_xlfn.XLOOKUP(T$6,Daten!$B$151:$M$151,Daten!$B$150:$M$150)*$Q24*24/1000)","v":0},{"$f":"IF($D24=\"\",0,(_xlfn.XLOOKUP($D24,Daten!$A$152:$A$154,_xlfn.XLOOKUP(U$6,Daten!$B$151:$M$151,Daten!$B$152:$M$154))\n+IF($G24>_xlfn.XLOOKUP($D24,GI!$C$77:$G$77,GI!$C$80:$G$80),($G24-_xlfn.XLOOKUP($D24,GI!$C$77:$G$77,GI!$C$80:$G$80))/4,0))\n*_xlfn.XLOOKUP(U$6,Daten!$B$151:$M$151,Daten!$B$150:$M$150)*$Q24*24/1000)","v":0},{"$f":"IF($D24=\"\",0,(_xlfn.XLOOKUP($D24,Daten!$A$152:$A$154,_xlfn.XLOOKUP(V$6,Daten!$B$151:$M$151,Daten!$B$152:$M$154))\n+IF($G24>_xlfn.XLOOKUP($D24,GI!$C$77:$G$77,GI!$C$80:$G$80),($G24-_xlfn.XLOOKUP($D24,GI!$C$77:$G$77,GI!$C$80:$G$80))/4,0))\n*_xlfn.XLOOKUP(V$6,Daten!$B$151:$M$151,Daten!$B$150:$M$150)*$Q24*24/1000)","v":0},{"$f":"IF($D24=\"\",0,(_xlfn.XLOOKUP($D24,Daten!$A$152:$A$154,_xlfn.XLOOKUP(W$6,Daten!$B$151:$M$151,Daten!$B$152:$M$154))\n+IF($G24>_xlfn.XLOOKUP($D24,GI!$C$77:$G$77,GI!$C$80:$G$80),($G24-_xlfn.XLOOKUP($D24,GI!$C$77:$G$77,GI!$C$80:$G$80))/4,0))\n*_xlfn.XLOOKUP(W$6,Daten!$B$151:$M$151,Daten!$B$150:$M$150)*$Q24*24/1000)","v":0},{"$f":"IF($D24=\"\",0,(_xlfn.XLOOKUP($D24,Daten!$A$152:$A$154,_xlfn.XLOOKUP(X$6,Daten!$B$151:$M$151,Daten!$B$152:$M$154))\n+IF($G24>_xlfn.XLOOKUP($D24,GI!$C$77:$G$77,GI!$C$80:$G$80),($G24-_xlfn.XLOOKUP($D24,GI!$C$77:$G$77,GI!$C$80:$G$80))/4,0))\n*_xlfn.XLOOKUP(X$6,Daten!$B$151:$M$151,Daten!$B$150:$M$150)*$Q24*24/1000)","v":0},{"$f":"IF($D24=\"\",0,(_xlfn.XLOOKUP($D24,Daten!$A$152:$A$154,_xlfn.XLOOKUP(Y$6,Daten!$B$151:$M$151,Daten!$B$152:$M$154))\n+IF($G24>_xlfn.XLOOKUP($D24,GI!$C$77:$G$77,GI!$C$80:$G$80),($G24-_xlfn.XLOOKUP($D24,GI!$C$77:$G$77,GI!$C$80:$G$80))/4,0))\n*_xlfn.XLOOKUP(Y$6,Daten!$B$151:$M$151,Daten!$B$150:$M$150)*$Q24*24/1000)","v":0},{"$f":"IF($D24=\"\",0,(_xlfn.XLOOKUP($D24,Daten!$A$152:$A$154,_xlfn.XLOOKUP(Z$6,Daten!$B$151:$M$151,Daten!$B$152:$M$154))\n+IF($G24>_xlfn.XLOOKUP($D24,GI!$C$77:$G$77,GI!$C$80:$G$80),($G24-_xlfn.XLOOKUP($D24,GI!$C$77:$G$77,GI!$C$80:$G$80))/4,0))\n*_xlfn.XLOOKUP(Z$6,Daten!$B$151:$M$151,Daten!$B$150:$M$150)*$Q24*24/1000)","v":0},{"$f":"IF($D24=\"\",0,(_xlfn.XLOOKUP($D24,Daten!$A$152:$A$154,_xlfn.XLOOKUP(AA$6,Daten!$B$151:$M$151,Daten!$B$152:$M$154))\n+IF($G24>_xlfn.XLOOKUP($D24,GI!$C$77:$G$77,GI!$C$80:$G$80),($G24-_xlfn.XLOOKUP($D24,GI!$C$77:$G$77,GI!$C$80:$G$80))/4,0))\n*_xlfn.XLOOKUP(AA$6,Daten!$B$151:$M$151,Daten!$B$150:$M$150)*$Q24*24/1000)","v":0},{"$f":"IF($D24=\"\",0,(_xlfn.XLOOKUP($D24,Daten!$A$152:$A$154,_xlfn.XLOOKUP(AB$6,Daten!$B$151:$M$151,Daten!$B$152:$M$154))\n+IF($G24>_xlfn.XLOOKUP($D24,GI!$C$77:$G$77,GI!$C$80:$G$80),($G24-_xlfn.XLOOKUP($D24,GI!$C$77:$G$77,GI!$C$80:$G$80))/4,0))\n*_xlfn.XLOOKUP(AB$6,Daten!$B$151:$M$151,Daten!$B$150:$M$150)*$Q24*24/1000)","v":0},{"$f":"IF($D24=\"\",0,(_xlfn.XLOOKUP($D24,Daten!$A$152:$A$154,_xlfn.XLOOKUP(AC$6,Daten!$B$151:$M$151,Daten!$B$152:$M$154))\n+IF($G24>_xlfn.XLOOKUP($D24,GI!$C$77:$G$77,GI!$C$80:$G$80),($G24-_xlfn.XLOOKUP($D24,GI!$C$77:$G$77,GI!$C$80:$G$80))/4,0))\n*_xlfn.XLOOKUP(AC$6,Daten!$B$151:$M$151,Daten!$B$150:$M$150)*$Q24*24/1000)","v":0},0]
[{"$nulls":16},0,{"$f":"IF($D25=\"\",0,(_xlfn.XLOOKUP($D25,Daten!$A$152:$A$154,_xlfn.XLOOKUP(R$6,Daten!$B$151:$M$151,Daten!$B$152:$M$154))\n+IF($G25>_xlfn.XLOOKUP($D25,GI!$C$77:$G$77,GI!$C$80:$G$80),($G25-_xlfn.XLOOKUP($D25,GI!$C$77:$G$77,GI!$C$80:$G$80))/4,0))\n*_xlfn.XLOOKUP(R$6,Daten!$B$151:$M$151,Daten!$B$150:$M$150)*$Q25*24/1000)","v":0},{"$f":"IF($D25=\"\",0,(_xlfn.XLOOKUP($D25,Daten!$A$152:$A$154,_xlfn.XLOOKUP(S$6,Daten!$B$151:$M$151,Daten!$B$152:$M$154))\n+IF($G25>_xlfn.XLOOKUP($D25,GI!$C$77:$G$77,GI!$C$80:$G$80),($G25-_xlfn.XLOOKUP($D25,GI!$C$77:$G$77,GI!$C$80:$G$80))/4,0))\n*_xlfn.XLOOKUP(S$6,Daten!$B$151:$M$151,Daten!$B$150:$M$150)*$Q25*24/1000)","v":0},{"$f":"IF($D25=\"\",0,(_xlfn.XLOOKUP($D25,Daten!$A$152:$A$154,_xlfn.XLOOKUP(T$6,Daten!$B$151:$M$151,Daten!$B$152:$M$154))\n+IF($G25>_xlfn.XLOOKUP($D25,GI!$C$77:$G$77,GI!$C$80:$G$80),($G25-_xlfn.XLOOKUP($D25,GI!$C$77:$G$77,GI!$C$80:$G$80))/4,0))\n*_xlfn.XLOOKUP(T$6,Daten!$B$151:$M$151,Daten!$B$150:$M$150)*$Q25*24/1000)","v":0},{"$f":"IF($D25=\"\",0,(_xlfn.XLOOKUP($D25,Daten!$A$152:$A$154,_xlfn.XLOOKUP(U$6,Daten!$B$151:$M$151,Daten!$B$152:$M$154))\n+IF($G25>_xlfn.XLOOKUP($D25,GI!$C$77:$G$77,GI!$C$80:$G$80),($G25-_xlfn.XLOOKUP($D25,GI!$C$77:$G$77,GI!$C$80:$G$80))/4,0))\n*_xlfn.XLOOKUP(U$6,Daten!$B$151:$M$151,Daten!$B$150:$M$150)*$Q25*24/1000)","v":0},{"$f":"IF($D25=\"\",0,(_xlfn.XLOOKUP($D25,Daten!$A$152:$A$154,_xlfn.XLOOKUP(V$6,Daten!$B$151:$M$151,Daten!$B$152:$M$154))\n+IF($G25>_xlfn.XLOOKUP($D25,GI!$C$77:$G$77,GI!$C$80:$G$80),($G25-_xlfn.XLOOKUP($D25,GI!$C$77:$G$77,GI!$C$80:$G$80))/4,0))\n*_xlfn.XLOOKUP(V$6,Daten!$B$151:$M$151,Daten!$B$150:$M$150)*$Q25*24/1000)","v":0},{"$f":"IF($D25=\"\",0,(_xlfn.XLOOKUP($D25,Daten!$A$152:$A$154,_xlfn.XLOOKUP(W$6,Daten!$B$151:$M$151,Daten!$B$152:$M$154))\n+IF($G25>_xlfn.XLOOKUP($D25,GI!$C$77:$G$77,GI!$C$80:$G$80),($G25-_xlfn.XLOOKUP($D25,GI!$C$77:$G$77,GI!$C$80:$G$80))/4,0))\n*_xlfn.XLOOKUP(W$6,Daten!$B$151:$M$151,Daten!$B$150:$M$150)*$Q25*24/1000)","v":0},{"$f":"IF($D25=\"\",0,(_xlfn.XLOOKUP($D25,Daten!$A$152:$A$154,_xlfn.XLOOKUP(X$6,Daten!$B$151:$M$151,Daten!$B$152:$M$154))\n+IF($G25>_xlfn.XLOOKUP($D25,GI!$C$77:$G$77,GI!$C$80:$G$80),($G25-_xlfn.XLOOKUP($D25,GI!$C$77:$G$77,GI!$C$80:$G$80))/4,0))\n*_xlfn.XLOOKUP(X$6,Daten!$B$151:$M$151,Daten!$B$150:$M$150)*$Q25*24/1000)","v":0},{"$f":"IF($D25=\"\",0,(_xlfn.XLOOKUP($D25,Daten!$A$152:$A$154,_xlfn.XLOOKUP(Y$6,Daten!$B$151:$M$151,Daten!$B$152:$M$154))\n+IF($G25>_xlfn.XLOOKUP($D25,GI!$C$77:$G$77,GI!$C$80:$G$80),($G25-_xlfn.XLOOKUP($D25,GI!$C$77:$G$77,GI!$C$80:$G$80))/4,0))\n*_xlfn.XLOOKUP(Y$6,Daten!$B$151:$M$151,Daten!$B$150:$M$150)*$Q25*24/1000)","v":0},{"$f":"IF($D25=\"\",0,(_xlfn.XLOOKUP($D25,Daten!$A$152:$A$154,_xlfn.XLOOKUP(Z$6,Daten!$B$151:$M$151,Daten!$B$152:$M$154))\n+IF($G25>_xlfn.XLOOKUP($D25,GI!$C$77:$G$77,GI!$C$80:$G$80),($G25-_xlfn.XLOOKUP($D25,GI!$C$77:$G$77,GI!$C$80:$G$80))/4,0))\n*_xlfn.XLOOKUP(Z$6,Daten!$B$151:$M$151,Daten!$B$150:$M$150)*$Q25*24/1000)","v":0},{"$f":"IF($D25=\"\",0,(_xlfn.XLOOKUP($D25,Daten!$A$152:$A$154,_xlfn.XLOOKUP(AA$6,Daten!$B$151:$M$151,Daten!$B$152:$M$154))\n+IF($G25>_xlfn.XLOOKUP($D25,GI!$C$77:$G$77,GI!$C$80:$G$80),($G25-_xlfn.XLOOKUP($D25,GI!$C$77:$G$77,GI!$C$80:$G$80))/4,0))\n*_xlfn.XLOOKUP(AA$6,Daten!$B$151:$M$151,Daten!$B$150:$M$150)*$Q25*24/1000)","v":0},{"$f":"IF($D25=\"\",0,(_xlfn.XLOOKUP($D25,Daten!$A$152:$A$154,_xlfn.XLOOKUP(AB$6,Daten!$B$151:$M$151,Daten!$B$152:$M$154))\n+IF($G25>_xlfn.XLOOKUP($D25,GI!$C$77:$G$77,GI!$C$80:$G$80),($G25-_xlfn.XLOOKUP($D25,GI!$C$77:$G$77,GI!$C$80:$G$80))/4,0))\n*_xlfn.XLOOKUP(AB$6,Daten!$B$151:$M$151,Daten!$B$150:$M$150)*$Q25*24/1000)","v":0},{"$f":"IF($D25=\"\",0,(_xlfn.XLOOKUP($D25,Daten!$A$152:$A$154,_xlfn.XLOOKUP(AC$6,Daten!$B$151:$M$151,Daten!$B$152:$M$154))\n+IF($G25>_xlfn.XLOOKUP($D25,GI!$C$77:$G$77,GI!$C$80:$G$80),($G25-_xlfn.XLOOKUP($D25,GI!$C$77:$G$77,GI!$C$80:$G$80))/4,0))\n*_xlfn.XLOOKUP(AC$6,Daten!$B$151:$M$151,Daten!$B$150:$M$150)*$Q25*24/1000)","v":0},0]
[{"$nulls":16},0,{"$f":"IF($D26=\"\",0,(_xlfn.XLOOKUP($D26,Daten!$A$152:$A$154,_xlfn.XLOOKUP(R$6,Daten!$B$151:$M$151,Daten!$B$152:$M$154))\n+IF($G26>_xlfn.XLOOKUP($D26,GI!$C$77:$G$77,GI!$C$80:$G$80),($G26-_xlfn.XLOOKUP($D26,GI!$C$77:$G$77,GI!$C$80:$G$80))/4,0))\n*_xlfn.XLOOKUP(R$6,Daten!$B$151:$M$151,Daten!$B$150:$M$150)*$Q26*24/1000)","v":0},{"$f":"IF($D26=\"\",0,(_xlfn.XLOOKUP($D26,Daten!$A$152:$A$154,_xlfn.XLOOKUP(S$6,Daten!$B$151:$M$151,Daten!$B$152:$M$154))\n+IF($G26>_xlfn.XLOOKUP($D26,GI!$C$77:$G$77,GI!$C$80:$G$80),($G26-_xlfn.XLOOKUP($D26,GI!$C$77:$G$77,GI!$C$80:$G$80))/4,0))\n*_xlfn.XLOOKUP(S$6,Daten!$B$151:$M$151,Daten!$B$150:$M$150)*$Q26*24/1000)","v":0},{"$f":"IF($D26=\"\",0,(_xlfn.XLOOKUP($D26,Daten!$A$152:$A$154,_xlfn.XLOOKUP(T$6,Daten!$B$151:$M$151,Daten!$B$152:$M$154))\n+IF($G26>_xlfn.XLOOKUP($D26,GI!$C$77:$G$77,GI!$C$80:$G$80),($G26-_xlfn.XLOOKUP($D26,GI!$C$77:$G$77,GI!$C$80:$G$80))/4,0))\n*_xlfn.XLOOKUP(T$6,Daten!$B$151:$M$151,Daten!$B$150:$M$150)*$Q26*24/1000)","v":0},{"$f":"IF($D26=\"\",0,(_xlfn.XLOOKUP($D26,Daten!$A$152:$A$154,_xlfn.XLOOKUP(U$6,Daten!$B$151:$M$151,Daten!$B$152:$M$154))\n+IF($G26>_xlfn.XLOOKUP($D26,GI!$C$77:$G$77,GI!$C$80:$G$80),($G26-_xlfn.XLOOKUP($D26,GI!$C$77:$G$77,GI!$C$80:$G$80))/4,0))\n*_xlfn.XLOOKUP(U$6,Daten!$B$151:$M$151,Daten!$B$150:$M$150)*$Q26*24/1000)","v":0},{"$f":"IF($D26=\"\",0,(_xlfn.XLOOKUP($D26,Daten!$A$152:$A$154,_xlfn.XLOOKUP(V$6,Daten!$B$151:$M$151,Daten!$B$152:$M$154))\n+IF($G26>_xlfn.XLOOKUP($D26,GI!$C$77:$G$77,GI!$C$80:$G$80),($G26-_xlfn.XLOOKUP($D26,GI!$C$77:$G$77,GI!$C$80:$G$80))/4,0))\n*_xlfn.XLOOKUP(V$6,Daten!$B$151:$M$151,Daten!$B$150:$M$150)*$Q26*24/1000)","v":0},{"$f":"IF($D26=\"\",0,(_xlfn.XLOOKUP($D26,Daten!$A$152:$A$154,_xlfn.XLOOKUP(W$6,Daten!$B$151:$M$151,Daten!$B$152:$M$154))\n+IF($G26>_xlfn.XLOOKUP($D26,GI!$C$77:$G$77,GI!$C$80:$G$80),($G26-_xlfn.XLOOKUP($D26,GI!$C$77:$G$77,GI!$C$80:$G$80))/4,0))\n*_xlfn.XLOOKUP(W$6,Daten!$B$151:$M$151,Daten!$B$150:$M$150)*$Q26*24/1000)","v":0},{"$f":"IF($D26=\"\",0,(_xlfn.XLOOKUP($D26,Daten!$A$152:$A$154,_xlfn.XLOOKUP(X$6,Daten!$B$151:$M$151,Daten!$B$152:$M$154))\n+IF($G26>_xlfn.XLOOKUP($D26,GI!$C$77:$G$77,GI!$C$80:$G$80),($G26-_xlfn.XLOOKUP($D26,GI!$C$77:$G$77,GI!$C$80:$G$80))/4,0))\n*_xlfn.XLOOKUP(X$6,Daten!$B$151:$M$151,Daten!$B$150:$M$150)*$Q26*24/1000)","v":0},{"$f":"IF($D26=\"\",0,(_xlfn.XLOOKUP($D26,Daten!$A$152:$A$154,_xlfn.XLOOKUP(Y$6,Daten!$B$151:$M$151,Daten!$B$152:$M$154))\n+IF($G26>_xlfn.XLOOKUP($D26,GI!$C$77:$G$77,GI!$C$80:$G$80),($G26-_xlfn.XLOOKUP($D26,GI!$C$77:$G$77,GI!$C$80:$G$80))/4,0))\n*_xlfn.XLOOKUP(Y$6,Daten!$B$151:$M$151,Daten!$B$150:$M$150)*$Q26*24/1000)","v":0},{"$f":"IF($D26=\"\",0,(_xlfn.XLOOKUP($D26,Daten!$A$152:$A$154,_xlfn.XLOOKUP(Z$6,Daten!$B$151:$M$151,Daten!$B$152:$M$154))\n+IF($G26>_xlfn.XLOOKUP($D26,GI!$C$77:$G$77,GI!$C$80:$G$80),($G26-_xlfn.XLOOKUP($D26,GI!$C$77:$G$77,GI!$C$80:$G$80))/4,0))\n*_xlfn.XLOOKUP(Z$6,Daten!$B$151:$M$151,Daten!$B$150:$M$150)*$Q26*24/1000)","v":0},{"$f":"IF($D26=\"\",0,(_xlfn.XLOOKUP($D26,Daten!$A$152:$A$154,_xlfn.XLOOKUP(AA$6,Daten!$B$151:$M$151,Daten!$B$152:$M$154))\n+IF($G26>_xlfn.XLOOKUP($D26,GI!$C$77:$G$77,GI!$C$80:$G$80),($G26-_xlfn.XLOOKUP($D26,GI!$C$77:$G$77,GI!$C$80:$G$80))/4,0))\n*_xlfn.XLOOKUP(AA$6,Daten!$B$151:$M$151,Daten!$B$150:$M$150)*$Q26*24/1000)","v":0},{"$f":"IF($D26=\"\",0,(_xlfn.XLOOKUP($D26,Daten!$A$152:$A$154,_xlfn.XLOOKUP(AB$6,Daten!$B$151:$M$151,Daten!$B$152:$M$154))\n+IF($G26>_xlfn.XLOOKUP($D26,GI!$C$77:$G$77,GI!$C$80:$G$80),($G26-_xlfn.XLOOKUP($D26,GI!$C$77:$G$77,GI!$C$80:$G$80))/4,0))\n*_xlfn.XLOOKUP(AB$6,Daten!$B$151:$M$151,Daten!$B$150:$M$150)*$Q26*24/1000)","v":0},{"$f":"IF($D26=\"\",0,(_xlfn.XLOOKUP($D26,Daten!$A$152:$A$154,_xlfn.XLOOKUP(AC$6,Daten!$B$151:$M$151,Daten!$B$152:$M$154))\n+IF($G26>_xlfn.XLOOKUP($D26,GI!$C$77:$G$77,GI!$C$80:$G$80),($G26-_xlfn.XLOOKUP($D26,GI!$C$77:$G$77,GI!$C$80:$G$80))/4,0))\n*_xlfn.XLOOKUP(AC$6,Daten!$B$151:$M$151,Daten!$B$150:$M$150)*$Q26*24/1000)","v":0},0]
[{"$nulls":16},0,{"$f":"IF($D27=\"\",0,(_xlfn.XLOOKUP($D27,Daten!$A$152:$A$154,_xlfn.XLOOKUP(R$6,Daten!$B$151:$M$151,Daten!$B$152:$M$154))\n+IF($G27>_xlfn.XLOOKUP($D27,GI!$C$77:$G$77,GI!$C$80:$G$80),($G27-_xlfn.XLOOKUP($D27,GI!$C$77:$G$77,GI!$C$80:$G$80))/4,0))\n*_xlfn.XLOOKUP(R$6,Daten!$B$151:$M$151,Daten!$B$150:$M$150)*$Q27*24/1000)","v":0},{"$f":"IF($D27=\"\",0,(_xlfn.XLOOKUP($D27,Daten!$A$152:$A$154,_xlfn.XLOOKUP(S$6,Daten!$B$151:$M$151,Daten!$B$152:$M$154))\n+IF($G27>_xlfn.XLOOKUP($D27,GI!$C$77:$G$77,GI!$C$80:$G$80),($G27-_xlfn.XLOOKUP($D27,GI!$C$77:$G$77,GI!$C$80:$G$80))/4,0))\n*_xlfn.XLOOKUP(S$6,Daten!$B$151:$M$151,Daten!$B$150:$M$150)*$Q27*24/1000)","v":0},{"$f":"IF($D27=\"\",0,(_xlfn.XLOOKUP($D27,Daten!$A$152:$A$154,_xlfn.XLOOKUP(T$6,Daten!$B$151:$M$151,Daten!$B$152:$M$154))\n+IF($G27>_xlfn.XLOOKUP($D27,GI!$C$77:$G$77,GI!$C$80:$G$80),($G27-_xlfn.XLOOKUP($D27,GI!$C$77:$G$77,GI!$C$80:$G$80))/4,0))\n*_xlfn.XLOOKUP(T$6,Daten!$B$151:$M$151,Daten!$B$150:$M$150)*$Q27*24/1000)","v":0},{"$f":"IF($D27=\"\",0,(_xlfn.XLOOKUP($D27,Daten!$A$152:$A$154,_xlfn.XLOOKUP(U$6,Daten!$B$151:$M$151,Daten!$B$152:$M$154))\n+IF($G27>_xlfn.XLOOKUP($D27,GI!$C$77:$G$77,GI!$C$80:$G$80),($G27-_xlfn.XLOOKUP($D27,GI!$C$77:$G$77,GI!$C$80:$G$80))/4,0))\n*_xlfn.XLOOKUP(U$6,Daten!$B$151:$M$151,Daten!$B$150:$M$150)*$Q27*24/1000)","v":0},{"$f":"IF($D27=\"\",0,(_xlfn.XLOOKUP($D27,Daten!$A$152:$A$154,_xlfn.XLOOKUP(V$6,Daten!$B$151:$M$151,Daten!$B$152:$M$154))\n+IF($G27>_xlfn.XLOOKUP($D27,GI!$C$77:$G$77,GI!$C$80:$G$80),($G27-_xlfn.XLOOKUP($D27,GI!$C$77:$G$77,GI!$C$80:$G$80))/4,0))\n*_xlfn.XLOOKUP(V$6,Daten!$B$151:$M$151,Daten!$B$150:$M$150)*$Q27*24/1000)","v":0},{"$f":"IF($D27=\"\",0,(_xlfn.XLOOKUP($D27,Daten!$A$152:$A$154,_xlfn.XLOOKUP(W$6,Daten!$B$151:$M$151,Daten!$B$152:$M$154))\n+IF($G27>_xlfn.XLOOKUP($D27,GI!$C$77:$G$77,GI!$C$80:$G$80),($G27-_xlfn.XLOOKUP($D27,GI!$C$77:$G$77,GI!$C$80:$G$80))/4,0))\n*_xlfn.XLOOKUP(W$6,Daten!$B$151:$M$151,Daten!$B$150:$M$150)*$Q27*24/1000)","v":0},{"$f":"IF($D27=\"\",0,(_xlfn.XLOOKUP($D27,Daten!$A$152:$A$154,_xlfn.XLOOKUP(X$6,Daten!$B$151:$M$151,Daten!$B$152:$M$154))\n+IF($G27>_xlfn.XLOOKUP($D27,GI!$C$77:$G$77,GI!$C$80:$G$80),($G27-_xlfn.XLOOKUP($D27,GI!$C$77:$G$77,GI!$C$80:$G$80))/4,0))\n*_xlfn.XLOOKUP(X$6,Daten!$B$151:$M$151,Daten!$B$150:$M$150)*$Q27*24/1000)","v":0},{"$f":"IF($D27=\"\",0,(_xlfn.XLOOKUP($D27,Daten!$A$152:$A$154,_xlfn.XLOOKUP(Y$6,Daten!$B$151:$M$151,Daten!$B$152:$M$154))\n+IF($G27>_xlfn.XLOOKUP($D27,GI!$C$77:$G$77,GI!$C$80:$G$80),($G27-_xlfn.XLOOKUP($D27,GI!$C$77:$G$77,GI!$C$80:$G$80))/4,0))\n*_xlfn.XLOOKUP(Y$6,Daten!$B$151:$M$151,Daten!$B$150:$M$150)*$Q27*24/1000)","v":0},{"$f":"IF($D27=\"\",0,(_xlfn.XLOOKUP($D27,Daten!$A$152:$A$154,_xlfn.XLOOKUP(Z$6,Daten!$B$151:$M$151,Daten!$B$152:$M$154))\n+IF($G27>_xlfn.XLOOKUP($D27,GI!$C$77:$G$77,GI!$C$80:$G$80),($G27-_xlfn.XLOOKUP($D27,GI!$C$77:$G$77,GI!$C$80:$G$80))/4,0))\n*_xlfn.XLOOKUP(Z$6,Daten!$B$151:$M$151,Daten!$B$150:$M$150)*$Q27*24/1000)","v":0},{"$f":"IF($D27=\"\",0,(_xlfn.XLOOKUP($D27,Daten!$A$152:$A$154,_xlfn.XLOOKUP(AA$6,Daten!$B$151:$M$151,Daten!$B$152:$M$154))\n+IF($G27>_xlfn.XLOOKUP($D27,GI!$C$77:$G$77,GI!$C$80:$G$80),($G27-_xlfn.XLOOKUP($D27,GI!$C$77:$G$77,GI!$C$80:$G$80))/4,0))\n*_xlfn.XLOOKUP(AA$6,Daten!$B$151:$M$151,Daten!$B$150:$M$150)*$Q27*24/1000)","v":0},{"$f":"IF($D27=\"\",0,(_xlfn.XLOOKUP($D27,Daten!$A$152:$A$154,_xlfn.XLOOKUP(AB$6,Daten!$B$151:$M$151,Daten!$B$152:$M$154))\n+IF($G27>_xlfn.XLOOKUP($D27,GI!$C$77:$G$77,GI!$C$80:$G$80),($G27-_xlfn.XLOOKUP($D27,GI!$C$77:$G$77,GI!$C$80:$G$80))/4,0))\n*_xlfn.XLOOKUP(AB$6,Daten!$B$151:$M$151,Daten!$B$150:$M$150)*$Q27*24/1000)","v":0},{"$f":"IF($D27=\"\",0,(_xlfn.XLOOKUP($D27,Daten!$A$152:$A$154,_xlfn.XLOOKUP(AC$6,Daten!$B$151:$M$151,Daten!$B$152:$M$154))\n+IF($G27>_xlfn.XLOOKUP($D27,GI!$C$77:$G$77,GI!$C$80:$G$80),($G27-_xlfn.XLOOKUP($D27,GI!$C$77:$G$77,GI!$C$80:$G$80))/4,0))\n*_xlfn.XLOOKUP(AC$6,Daten!$B$151:$M$151,Daten!$B$150:$M$150)*$Q27*24/1000)","v":0},0]
[{"$nulls":16},0,{"$f":"IF($D28=\"\",0,(_xlfn.XLOOKUP($D28,Daten!$A$152:$A$154,_xlfn.XLOOKUP(R$6,Daten!$B$151:$M$151,Daten!$B$152:$M$154))\n+IF($G28>_xlfn.XLOOKUP($D28,GI!$C$77:$G$77,GI!$C$80:$G$80),($G28-_xlfn.XLOOKUP($D28,GI!$C$77:$G$77,GI!$C$80:$G$80))/4,0))\n*_xlfn.XLOOKUP(R$6,Daten!$B$151:$M$151,Daten!$B$150:$M$150)*$Q28*24/1000)","v":0},{"$f":"IF($D28=\"\",0,(_xlfn.XLOOKUP($D28,Daten!$A$152:$A$154,_xlfn.XLOOKUP(S$6,Daten!$B$151:$M$151,Daten!$B$152:$M$154))\n+IF($G28>_xlfn.XLOOKUP($D28,GI!$C$77:$G$77,GI!$C$80:$G$80),($G28-_xlfn.XLOOKUP($D28,GI!$C$77:$G$77,GI!$C$80:$G$80))/4,0))\n*_xlfn.XLOOKUP(S$6,Daten!$B$151:$M$151,Daten!$B$150:$M$150)*$Q28*24/1000)","v":0},{"$f":"IF($D28=\"\",0,(_xlfn.XLOOKUP($D28,Daten!$A$152:$A$154,_xlfn.XLOOKUP(T$6,Daten!$B$151:$M$151,Daten!$B$152:$M$154))\n+IF($G28>_xlfn.XLOOKUP($D28,GI!$C$77:$G$77,GI!$C$80:$G$80),($G28-_xlfn.XLOOKUP($D28,GI!$C$77:$G$77,GI!$C$80:$G$80))/4,0))\n*_xlfn.XLOOKUP(T$6,Daten!$B$151:$M$151,Daten!$B$150:$M$150)*$Q28*24/1000)","v":0},{"$f":"IF($D28=\"\",0,(_xlfn.XLOOKUP($D28,Daten!$A$152:$A$154,_xlfn.XLOOKUP(U$6,Daten!$B$151:$M$151,Daten!$B$152:$M$154))\n+IF($G28>_xlfn.XLOOKUP($D28,GI!$C$77:$G$77,GI!$C$80:$G$80),($G28-_xlfn.XLOOKUP($D28,GI!$C$77:$G$77,GI!$C$80:$G$80))/4,0))\n*_xlfn.XLOOKUP(U$6,Daten!$B$151:$M$151,Daten!$B$150:$M$150)*$Q28*24/1000)","v":0},{"$f":"IF($D28=\"\",0,(_xlfn.XLOOKUP($D28,Daten!$A$152:$A$154,_xlfn.XLOOKUP(V$6,Daten!$B$151:$M$151,Daten!$B$152:$M$154))\n+IF($G28>_xlfn.XLOOKUP($D28,GI!$C$77:$G$77,GI!$C$80:$G$80),($G28-_xlfn.XLOOKUP($D28,GI!$C$77:$G$77,GI!$C$80:$G$80))/4,0))\n*_xlfn.XLOOKUP(V$6,Daten!$B$151:$M$151,Daten!$B$150:$M$150)*$Q28*24/1000)","v":0},{"$f":"IF($D28=\"\",0,(_xlfn.XLOOKUP($D28,Daten!$A$152:$A$154,_xlfn.XLOOKUP(W$6,Daten!$B$151:$M$151,Daten!$B$152:$M$154))\n+IF($G28>_xlfn.XLOOKUP($D28,GI!$C$77:$G$77,GI!$C$80:$G$80),($G28-_xlfn.XLOOKUP($D28,GI!$C$77:$G$77,GI!$C$80:$G$80))/4,0))\n*_xlfn.XLOOKUP(W$6,Daten!$B$151:$M$151,Daten!$B$150:$M$150)*$Q28*24/1000)","v":0},{"$f":"IF($D28=\"\",0,(_xlfn.XLOOKUP($D28,Daten!$A$152:$A$154,_xlfn.XLOOKUP(X$6,Daten!$B$151:$M$151,Daten!$B$152:$M$154))\n+IF($G28>_xlfn.XLOOKUP($D28,GI!$C$77:$G$77,GI!$C$80:$G$80),($G28-_xlfn.XLOOKUP($D28,GI!$C$77:$G$77,GI!$C$80:$G$80))/4,0))\n*_xlfn.XLOOKUP(X$6,Daten!$B$151:$M$151,Daten!$B$150:$M$150)*$Q28*24/1000)","v":0},{"$f":"IF($D28=\"\",0,(_xlfn.XLOOKUP($D28,Daten!$A$152:$A$154,_xlfn.XLOOKUP(Y$6,Daten!$B$151:$M$151,Daten!$B$152:$M$154))\n+IF($G28>_xlfn.XLOOKUP($D28,GI!$C$77:$G$77,GI!$C$80:$G$80),($G28-_xlfn.XLOOKUP($D28,GI!$C$77:$G$77,GI!$C$80:$G$80))/4,0))\n*_xlfn.XLOOKUP(Y$6,Daten!$B$151:$M$151,Daten!$B$150:$M$150)*$Q28*24/1000)","v":0},{"$f":"IF($D28=\"\",0,(_xlfn.XLOOKUP($D28,Daten!$A$152:$A$154,_xlfn.XLOOKUP(Z$6,Daten!$B$151:$M$151,Daten!$B$152:$M$154))\n+IF($G28>_xlfn.XLOOKUP($D28,GI!$C$77:$G$77,GI!$C$80:$G$80),($G28-_xlfn.XLOOKUP($D28,GI!$C$77:$G$77,GI!$C$80:$G$80))/4,0))\n*_xlfn.XLOOKUP(Z$6,Daten!$B$151:$M$151,Daten!$B$150:$M$150)*$Q28*24/1000)","v":0},{"$f":"IF($D28=\"\",0,(_xlfn.XLOOKUP($D28,Daten!$A$152:$A$154,_xlfn.XLOOKUP(AA$6,Daten!$B$151:$M$151,Daten!$B$152:$M$154))\n+IF($G28>_xlfn.XLOOKUP($D28,GI!$C$77:$G$77,GI!$C$80:$G$80),($G28-_xlfn.XLOOKUP($D28,GI!$C$77:$G$77,GI!$C$80:$G$80))/4,0))\n*_xlfn.XLOOKUP(AA$6,Daten!$B$151:$M$151,Daten!$B$150:$M$150)*$Q28*24/1000)","v":0},{"$f":"IF($D28=\"\",0,(_xlfn.XLOOKUP($D28,Daten!$A$152:$A$154,_xlfn.XLOOKUP(AB$6,Daten!$B$151:$M$151,Daten!$B$152:$M$154))\n+IF($G28>_xlfn.XLOOKUP($D28,GI!$C$77:$G$77,GI!$C$80:$G$80),($G28-_xlfn.XLOOKUP($D28,GI!$C$77:$G$77,GI!$C$80:$G$80))/4,0))\n*_xlfn.XLOOKUP(AB$6,Daten!$B$151:$M$151,Daten!$B$150:$M$150)*$Q28*24/1000)","v":0},{"$f":"IF($D28=\"\",0,(_xlfn.XLOOKUP($D28,Daten!$A$152:$A$154,_xlfn.XLOOKUP(AC$6,Daten!$B$151:$M$151,Daten!$B$152:$M$154))\n+IF($G28>_xlfn.XLOOKUP($D28,GI!$C$77:$G$77,GI!$C$80:$G$80),($G28-_xlfn.XLOOKUP($D28,GI!$C$77:$G$77,GI!$C$80:$G$80))/4,0))\n*_xlfn.XLOOKUP(AC$6,Daten!$B$151:$M$151,Daten!$B$150:$M$150)*$Q28*24/1000)","v":0},{"$f":"SUM(R28:AC28)","v":0}]
[{"$nulls":16},0,{"$f":"IF($D29=\"\",0,(_xlfn.XLOOKUP($D29,Daten!$A$152:$A$154,_xlfn.XLOOKUP(R$6,Daten!$B$151:$M$151,Daten!$B$152:$M$154))\n+IF($G29>_xlfn.XLOOKUP($D29,GI!$C$77:$G$77,GI!$C$80:$G$80),($G29-_xlfn.XLOOKUP($D29,GI!$C$77:$G$77,GI!$C$80:$G$80))/4,0))\n*_xlfn.XLOOKUP(R$6,Daten!$B$151:$M$151,Daten!$B$150:$M$150)*$Q29*24/1000)","v":0},{"$f":"IF($D29=\"\",0,(_xlfn.XLOOKUP($D29,Daten!$A$152:$A$154,_xlfn.XLOOKUP(S$6,Daten!$B$151:$M$151,Daten!$B$152:$M$154))\n+IF($G29>_xlfn.XLOOKUP($D29,GI!$C$77:$G$77,GI!$C$80:$G$80),($G29-_xlfn.XLOOKUP($D29,GI!$C$77:$G$77,GI!$C$80:$G$80))/4,0))\n*_xlfn.XLOOKUP(S$6,Daten!$B$151:$M$151,Daten!$B$150:$M$150)*$Q29*24/1000)","v":0},{"$f":"IF($D29=\"\",0,(_xlfn.XLOOKUP($D29,Daten!$A$152:$A$154,_xlfn.XLOOKUP(T$6,Daten!$B$151:$M$151,Daten!$B$152:$M$154))\n+IF($G29>_xlfn.XLOOKUP($D29,GI!$C$77:$G$77,GI!$C$80:$G$80),($G29-_xlfn.XLOOKUP($D29,GI!$C$77:$G$77,GI!$C$80:$G$80))/4,0))\n*_xlfn.XLOOKUP(T$6,Daten!$B$151:$M$151,Daten!$B$150:$M$150)*$Q29*24/1000)","v":0},{"$f":"IF($D29=\"\",0,(_xlfn.XLOOKUP($D29,Daten!$A$152:$A$154,_xlfn.XLOOKUP(U$6,Daten!$B$151:$M$151,Daten!$B$152:$M$154))\n+IF($G29>_xlfn.XLOOKUP($D29,GI!$C$77:$G$77,GI!$C$80:$G$80),($G29-_xlfn.XLOOKUP($D29,GI!$C$77:$G$77,GI!$C$80:$G$80))/4,0))\n*_xlfn.XLOOKUP(U$6,Daten!$B$151:$M$151,Daten!$B$150:$M$150)*$Q29*24/1000)","v":0},{"$f":"IF($D29=\"\",0,(_xlfn.XLOOKUP($D29,Daten!$A$152:$A$154,_xlfn.XLOOKUP(V$6,Daten!$B$151:$M$151,Daten!$B$152:$M$154))\n+IF($G29>_xlfn.XLOOKUP($D29,GI!$C$77:$G$77,GI!$C$80:$G$80),($G29-_xlfn.XLOOKUP($D29,GI!$C$77:$G$77,GI!$C$80:$G$80))/4,0))\n*_xlfn.XLOOKUP(V$6,Daten!$B$151:$M$151,Daten!$B$150:$M$150)*$Q29*24/1000)","v":0},{"$f":"IF($D29=\"\",0,(_xlfn.XLOOKUP($D29,Daten!$A$152:$A$154,_xlfn.XLOOKUP(W$6,Daten!$B$151:$M$151,Daten!$B$152:$M$154))\n+IF($G29>_xlfn.XLOOKUP($D29,GI!$C$77:$G$77,GI!$C$80:$G$80),($G29-_xlfn.XLOOKUP($D29,GI!$C$77:$G$77,GI!$C$80:$G$80))/4,0))\n*_xlfn.XLOOKUP(W$6,Daten!$B$151:$M$151,Daten!$B$150:$M$150)*$Q29*24/1000)","v":0},{"$f":"IF($D29=\"\",0,(_xlfn.XLOOKUP($D29,Daten!$A$152:$A$154,_xlfn.XLOOKUP(X$6,Daten!$B$151:$M$151,Daten!$B$152:$M$154))\n+IF($G29>_xlfn.XLOOKUP($D29,GI!$C$77:$G$77,GI!$C$80:$G$80),($G29-_xlfn.XLOOKUP($D29,GI!$C$77:$G$77,GI!$C$80:$G$80))/4,0))\n*_xlfn.XLOOKUP(X$6,Daten!$B$151:$M$151,Daten!$B$150:$M$150)*$Q29*24/1000)","v":0},{"$f":"IF($D29=\"\",0,(_xlfn.XLOOKUP($D29,Daten!$A$152:$A$154,_xlfn.XLOOKUP(Y$6,Daten!$B$151:$M$151,Daten!$B$152:$M$154))\n+IF($G29>_xlfn.XLOOKUP($D29,GI!$C$77:$G$77,GI!$C$80:$G$80),($G29-_xlfn.XLOOKUP($D29,GI!$C$77:$G$77,GI!$C$80:$G$80))/4,0))\n*_xlfn.XLOOKUP(Y$6,Daten!$B$151:$M$151,Daten!$B$150:$M$150)*$Q29*24/1000)","v":0},{"$f":"IF($D29=\"\",0,(_xlfn.XLOOKUP($D29,Daten!$A$152:$A$154,_xlfn.XLOOKUP(Z$6,Daten!$B$151:$M$151,Daten!$B$152:$M$154))\n+IF($G29>_xlfn.XLOOKUP($D29,GI!$C$77:$G$77,GI!$C$80:$G$80),($G29-_xlfn.XLOOKUP($D29,GI!$C$77:$G$77,GI!$C$80:$G$80))/4,0))\n*_xlfn.XLOOKUP(Z$6,Daten!$B$151:$M$151,Daten!$B$150:$M$150)*$Q29*24/1000)","v":0},{"$f":"IF($D29=\"\",0,(_xlfn.XLOOKUP($D29,Daten!$A$152:$A$154,_xlfn.XLOOKUP(AA$6,Daten!$B$151:$M$151,Daten!$B$152:$M$154))\n+IF($G29>_xlfn.XLOOKUP($D29,GI!$C$77:$G$77,GI!$C$80:$G$80),($G29-_xlfn.XLOOKUP($D29,GI!$C$77:$G$77,GI!$C$80:$G$80))/4,0))\n*_xlfn.XLOOKUP(AA$6,Daten!$B$151:$M$151,Daten!$B$150:$M$150)*$Q29*24/1000)","v":0},{"$f":"IF($D29=\"\",0,(_xlfn.XLOOKUP($D29,Daten!$A$152:$A$154,_xlfn.XLOOKUP(AB$6,Daten!$B$151:$M$151,Daten!$B$152:$M$154))\n+IF($G29>_xlfn.XLOOKUP($D29,GI!$C$77:$G$77,GI!$C$80:$G$80),($G29-_xlfn.XLOOKUP($D29,GI!$C$77:$G$77,GI!$C$80:$G$80))/4,0))\n*_xlfn.XLOOKUP(AB$6,Daten!$B$151:$M$151,Daten!$B$150:$M$150)*$Q29*24/1000)","v":0},{"$f":"IF($D29=\"\",0,(_xlfn.XLOOKUP($D29,Daten!$A$152:$A$154,_xlfn.XLOOKUP(AC$6,Daten!$B$151:$M$151,Daten!$B$152:$M$154))\n+IF($G29>_xlfn.XLOOKUP($D29,GI!$C$77:$G$77,GI!$C$80:$G$80),($G29-_xlfn.XLOOKUP($D29,GI!$C$77:$G$77,GI!$C$80:$G$80))/4,0))\n*_xlfn.XLOOKUP(AC$6,Daten!$B$151:$M$151,Daten!$B$150:$M$150)*$Q29*24/1000)","v":0},0]
[{"$nulls":16},0,{"$f":"IF($D30=\"\",0,(_xlfn.XLOOKUP($D30,Daten!$A$152:$A$154,_xlfn.XLOOKUP(R$6,Daten!$B$151:$M$151,Daten!$B$152:$M$154))\n+IF($G30>_xlfn.XLOOKUP($D30,GI!$C$77:$G$77,GI!$C$80:$G$80),($G30-_xlfn.XLOOKUP($D30,GI!$C$77:$G$77,GI!$C$80:$G$80))/4,0))\n*_xlfn.XLOOKUP(R$6,Daten!$B$151:$M$151,Daten!$B$150:$M$150)*$Q30*24/1000)","v":0},{"$f":"IF($D30=\"\",0,(_xlfn.XLOOKUP($D30,Daten!$A$152:$A$154,_xlfn.XLOOKUP(S$6,Daten!$B$151:$M$151,Daten!$B$152:$M$154))\n+IF($G30>_xlfn.XLOOKUP($D30,GI!$C$77:$G$77,GI!$C$80:$G$80),($G30-_xlfn.XLOOKUP($D30,GI!$C$77:$G$77,GI!$C$80:$G$80))/4,0))\n*_xlfn.XLOOKUP(S$6,Daten!$B$151:$M$151,Daten!$B$150:$M$150)*$Q30*24/1000)","v":0},{"$f":"IF($D30=\"\",0,(_xlfn.XLOOKUP($D30,Daten!$A$152:$A$154,_xlfn.XLOOKUP(T$6,Daten!$B$151:$M$151,Daten!$B$152:$M$154))\n+IF($G30>_xlfn.XLOOKUP($D30,GI!$C$77:$G$77,GI!$C$80:$G$80),($G30-_xlfn.XLOOKUP($D30,GI!$C$77:$G$77,GI!$C$80:$G$80))/4,0))\n*_xlfn.XLOOKUP(T$6,Daten!$B$151:$M$151,Daten!$B$150:$M$150)*$Q30*24/1000)","v":0},{"$f":"IF($D30=\"\",0,(_xlfn.XLOOKUP($D30,Daten!$A$152:$A$154,_xlfn.XLOOKUP(U$6,Daten!$B$151:$M$151,Daten!$B$152:$M$154))\n+IF($G30>_xlfn.XLOOKUP($D30,GI!$C$77:$G$77,GI!$C$80:$G$80),($G30-_xlfn.XLOOKUP($D30,GI!$C$77:$G$77,GI!$C$80:$G$80))/4,0))\n*_xlfn.XLOOKUP(U$6,Daten!$B$151:$M$151,Daten!$B$150:$M$150)*$Q30*24/1000)","v":0},{"$f":"IF($D30=\"\",0,(_xlfn.XLOOKUP($D30,Daten!$A$152:$A$154,_xlfn.XLOOKUP(V$6,Daten!$B$151:$M$151,Daten!$B$152:$M$154))\n+IF($G30>_xlfn.XLOOKUP($D30,GI!$C$77:$G$77,GI!$C$80:$G$80),($G30-_xlfn.XLOOKUP($D30,GI!$C$77:$G$77,GI!$C$80:$G$80))/4,0))\n*_xlfn.XLOOKUP(V$6,Daten!$B$151:$M$151,Daten!$B$150:$M$150)*$Q30*24/1000)","v":0},{"$f":"IF($D30=\"\",0,(_xlfn.XLOOKUP($D30,Daten!$A$152:$A$154,_xlfn.XLOOKUP(W$6,Daten!$B$151:$M$151,Daten!$B$152:$M$154))\n+IF($G30>_xlfn.XLOOKUP($D30,GI!$C$77:$G$77,GI!$C$80:$G$80),($G30-_xlfn.XLOOKUP($D30,GI!$C$77:$G$77,GI!$C$80:$G$80))/4,0))\n*_xlfn.XLOOKUP(W$6,Daten!$B$151:$M$151,Daten!$B$150:$M$150)*$Q30*24/1000)","v":0},{"$f":"IF($D30=\"\",0,(_xlfn.XLOOKUP($D30,Daten!$A$152:$A$154,_xlfn.XLOOKUP(X$6,Daten!$B$151:$M$151,Daten!$B$152:$M$154))\n+IF($G30>_xlfn.XLOOKUP($D30,GI!$C$77:$G$77,GI!$C$80:$G$80),($G30-_xlfn.XLOOKUP($D30,GI!$C$77:$G$77,GI!$C$80:$G$80))/4,0))\n*_xlfn.XLOOKUP(X$6,Daten!$B$151:$M$151,Daten!$B$150:$M$150)*$Q30*24/1000)","v":0},{"$f":"IF($D30=\"\",0,(_xlfn.XLOOKUP($D30,Daten!$A$152:$A$154,_xlfn.XLOOKUP(Y$6,Daten!$B$151:$M$151,Daten!$B$152:$M$154))\n+IF($G30>_xlfn.XLOOKUP($D30,GI!$C$77:$G$77,GI!$C$80:$G$80),($G30-_xlfn.XLOOKUP($D30,GI!$C$77:$G$77,GI!$C$80:$G$80))/4,0))\n*_xlfn.XLOOKUP(Y$6,Daten!$B$151:$M$151,Daten!$B$150:$M$150)*$Q30*24/1000)","v":0},{"$f":"IF($D30=\"\",0,(_xlfn.XLOOKUP($D30,Daten!$A$152:$A$154,_xlfn.XLOOKUP(Z$6,Daten!$B$151:$M$151,Daten!$B$152:$M$154))\n+IF($G30>_xlfn.XLOOKUP($D30,GI!$C$77:$G$77,GI!$C$80:$G$80),($G30-_xlfn.XLOOKUP($D30,GI!$C$77:$G$77,GI!$C$80:$G$80))/4,0))\n*_xlfn.XLOOKUP(Z$6,Daten!$B$151:$M$151,Daten!$B$150:$M$150)*$Q30*24/1000)","v":0},{"$f":"IF($D30=\"\",0,(_xlfn.XLOOKUP($D30,Daten!$A$152:$A$154,_xlfn.XLOOKUP(AA$6,Daten!$B$151:$M$151,Daten!$B$152:$M$154))\n+IF($G30>_xlfn.XLOOKUP($D30,GI!$C$77:$G$77,GI!$C$80:$G$80),($G30-_xlfn.XLOOKUP($D30,GI!$C$77:$G$77,GI!$C$80:$G$80))/4,0))\n*_xlfn.XLOOKUP(AA$6,Daten!$B$151:$M$151,Daten!$B$150:$M$150)*$Q30*24/1000)","v":0},{"$f":"IF($D30=\"\",0,(_xlfn.XLOOKUP($D30,Daten!$A$152:$A$154,_xlfn.XLOOKUP(AB$6,Daten!$B$151:$M$151,Daten!$B$152:$M$154))\n+IF($G30>_xlfn.XLOOKUP($D30,GI!$C$77:$G$77,GI!$C$80:$G$80),($G30-_xlfn.XLOOKUP($D30,GI!$C$77:$G$77,GI!$C$80:$G$80))/4,0))\n*_xlfn.XLOOKUP(AB$6,Daten!$B$151:$M$151,Daten!$B$150:$M$150)*$Q30*24/1000)","v":0},{"$f":"IF($D30=\"\",0,(_xlfn.XLOOKUP($D30,Daten!$A$152:$A$154,_xlfn.XLOOKUP(AC$6,Daten!$B$151:$M$151,Daten!$B$152:$M$154))\n+IF($G30>_xlfn.XLOOKUP($D30,GI!$C$77:$G$77,GI!$C$80:$G$80),($G30-_xlfn.XLOOKUP($D30,GI!$C$77:$G$77,GI!$C$80:$G$80))/4,0))\n*_xlfn.XLOOKUP(AC$6,Daten!$B$151:$M$151,Daten!$B$150:$M$150)*$Q30*24/1000)","v":0},0]
[{"$nulls":16},0,{"$f":"IF($D31=\"\",0,(_xlfn.XLOOKUP($D31,Daten!$A$152:$A$154,_xlfn.XLOOKUP(R$6,Daten!$B$151:$M$151,Daten!$B$152:$M$154))\n+IF($G31>_xlfn.XLOOKUP($D31,GI!$C$77:$G$77,GI!$C$80:$G$80),($G31-_xlfn.XLOOKUP($D31,GI!$C$77:$G$77,GI!$C$80:$G$80))/4,0))\n*_xlfn.XLOOKUP(R$6,Daten!$B$151:$M$151,Daten!$B$150:$M$150)*$Q31*24/1000)","v":0},{"$f":"IF($D31=\"\",0,(_xlfn.XLOOKUP($D31,Daten!$A$152:$A$154,_xlfn.XLOOKUP(S$6,Daten!$B$151:$M$151,Daten!$B$152:$M$154))\n+IF($G31>_xlfn.XLOOKUP($D31,GI!$C$77:$G$77,GI!$C$80:$G$80),($G31-_xlfn.XLOOKUP($D31,GI!$C$77:$G$77,GI!$C$80:$G$80))/4,0))\n*_xlfn.XLOOKUP(S$6,Daten!$B$151:$M$151,Daten!$B$150:$M$150)*$Q31*24/1000)","v":0},{"$f":"IF($D31=\"\",0,(_xlfn.XLOOKUP($D31,Daten!$A$152:$A$154,_xlfn.XLOOKUP(T$6,Daten!$B$151:$M$151,Daten!$B$152:$M$154))\n+IF($G31>_xlfn.XLOOKUP($D31,GI!$C$77:$G$77,GI!$C$80:$G$80),($G31-_xlfn.XLOOKUP($D31,GI!$C$77:$G$77,GI!$C$80:$G$80))/4,0))\n*_xlfn.XLOOKUP(T$6,Daten!$B$151:$M$151,Daten!$B$150:$M$150)*$Q31*24/1000)","v":0},{"$f":"IF($D31=\"\",0,(_xlfn.XLOOKUP($D31,Daten!$A$152:$A$154,_xlfn.XLOOKUP(U$6,Daten!$B$151:$M$151,Daten!$B$152:$M$154))\n+IF($G31>_xlfn.XLOOKUP($D31,GI!$C$77:$G$77,GI!$C$80:$G$80),($G31-_xlfn.XLOOKUP($D31,GI!$C$77:$G$77,GI!$C$80:$G$80))/4,0))\n*_xlfn.XLOOKUP(U$6,Daten!$B$151:$M$151,Daten!$B$150:$M$150)*$Q31*24/1000)","v":0},{"$f":"IF($D31=\"\",0,(_xlfn.XLOOKUP($D31,Daten!$A$152:$A$154,_xlfn.XLOOKUP(V$6,Daten!$B$151:$M$151,Daten!$B$152:$M$154))\n+IF($G31>_xlfn.XLOOKUP($D31,GI!$C$77:$G$77,GI!$C$80:$G$80),($G31-_xlfn.XLOOKUP($D31,GI!$C$77:$G$77,GI!$C$80:$G$80))/4,0))\n*_xlfn.XLOOKUP(V$6,Daten!$B$151:$M$151,Daten!$B$150:$M$150)*$Q31*24/1000)","v":0},{"$f":"IF($D31=\"\",0,(_xlfn.XLOOKUP($D31,Daten!$A$152:$A$154,_xlfn.XLOOKUP(W$6,Daten!$B$151:$M$151,Daten!$B$152:$M$154))\n+IF($G31>_xlfn.XLOOKUP($D31,GI!$C$77:$G$77,GI!$C$80:$G$80),($G31-_xlfn.XLOOKUP($D31,GI!$C$77:$G$77,GI!$C$80:$G$80))/4,0))\n*_xlfn.XLOOKUP(W$6,Daten!$B$151:$M$151,Daten!$B$150:$M$150)*$Q31*24/1000)","v":0},{"$f":"IF($D31=\"\",0,(_xlfn.XLOOKUP($D31,Daten!$A$152:$A$154,_xlfn.XLOOKUP(X$6,Daten!$B$151:$M$151,Daten!$B$152:$M$154))\n+IF($G31>_xlfn.XLOOKUP($D31,GI!$C$77:$G$77,GI!$C$80:$G$80),($G31-_xlfn.XLOOKUP($D31,GI!$C$77:$G$77,GI!$C$80:$G$80))/4,0))\n*_xlfn.XLOOKUP(X$6,Daten!$B$151:$M$151,Daten!$B$150:$M$150)*$Q31*24/1000)","v":0},{"$f":"IF($D31=\"\",0,(_xlfn.XLOOKUP($D31,Daten!$A$152:$A$154,_xlfn.XLOOKUP(Y$6,Daten!$B$151:$M$151,Daten!$B$152:$M$154))\n+IF($G31>_xlfn.XLOOKUP($D31,GI!$C$77:$G$77,GI!$C$80:$G$80),($G31-_xlfn.XLOOKUP($D31,GI!$C$77:$G$77,GI!$C$80:$G$80))/4,0))\n*_xlfn.XLOOKUP(Y$6,Daten!$B$151:$M$151,Daten!$B$150:$M$150)*$Q31*24/1000)","v":0},{"$f":"IF($D31=\"\",0,(_xlfn.XLOOKUP($D31,Daten!$A$152:$A$154,_xlfn.XLOOKUP(Z$6,Daten!$B$151:$M$151,Daten!$B$152:$M$154))\n+IF($G31>_xlfn.XLOOKUP($D31,GI!$C$77:$G$77,GI!$C$80:$G$80),($G31-_xlfn.XLOOKUP($D31,GI!$C$77:$G$77,GI!$C$80:$G$80))/4,0))\n*_xlfn.XLOOKUP(Z$6,Daten!$B$151:$M$151,Daten!$B$150:$M$150)*$Q31*24/1000)","v":0},{"$f":"IF($D31=\"\",0,(_xlfn.XLOOKUP($D31,Daten!$A$152:$A$154,_xlfn.XLOOKUP(AA$6,Daten!$B$151:$M$151,Daten!$B$152:$M$154))\n+IF($G31>_xlfn.XLOOKUP($D31,GI!$C$77:$G$77,GI!$C$80:$G$80),($G31-_xlfn.XLOOKUP($D31,GI!$C$77:$G$77,GI!$C$80:$G$80))/4,0))\n*_xlfn.XLOOKUP(AA$6,Daten!$B$151:$M$151,Daten!$B$150:$M$150)*$Q31*24/1000)","v":0},{"$f":"IF($D31=\"\",0,(_xlfn.XLOOKUP($D31,Daten!$A$152:$A$154,_xlfn.XLOOKUP(AB$6,Daten!$B$151:$M$151,Daten!$B$152:$M$154))\n+IF($G31>_xlfn.XLOOKUP($D31,GI!$C$77:$G$77,GI!$C$80:$G$80),($G31-_xlfn.XLOOKUP($D31,GI!$C$77:$G$77,GI!$C$80:$G$80))/4,0))\n*_xlfn.XLOOKUP(AB$6,Daten!$B$151:$M$151,Daten!$B$150:$M$150)*$Q31*24/1000)","v":0},{"$f":"IF($D31=\"\",0,(_xlfn.XLOOKUP($D31,Daten!$A$152:$A$154,_xlfn.XLOOKUP(AC$6,Daten!$B$151:$M$151,Daten!$B$152:$M$154))\n+IF($G31>_xlfn.XLOOKUP($D31,GI!$C$77:$G$77,GI!$C$80:$G$80),($G31-_xlfn.XLOOKUP($D31,GI!$C$77:$G$77,GI!$C$80:$G$80))/4,0))\n*_xlfn.XLOOKUP(AC$6,Daten!$B$151:$M$151,Daten!$B$150:$M$150)*$Q31*24/1000)","v":0},0]
[{"$nulls":16},0,{"$f":"IF($D32=\"\",0,(_xlfn.XLOOKUP($D32,Daten!$A$152:$A$154,_xlfn.XLOOKUP(R$6,Daten!$B$151:$M$151,Daten!$B$152:$M$154))\n+IF($G32>_xlfn.XLOOKUP($D32,GI!$C$77:$G$77,GI!$C$80:$G$80),($G32-_xlfn.XLOOKUP($D32,GI!$C$77:$G$77,GI!$C$80:$G$80))/4,0))\n*_xlfn.XLOOKUP(R$6,Daten!$B$151:$M$151,Daten!$B$150:$M$150)*$Q32*24/1000)","v":0},{"$f":"IF($D32=\"\",0,(_xlfn.XLOOKUP($D32,Daten!$A$152:$A$154,_xlfn.XLOOKUP(S$6,Daten!$B$151:$M$151,Daten!$B$152:$M$154))\n+IF($G32>_xlfn.XLOOKUP($D32,GI!$C$77:$G$77,GI!$C$80:$G$80),($G32-_xlfn.XLOOKUP($D32,GI!$C$77:$G$77,GI!$C$80:$G$80))/4,0))\n*_xlfn.XLOOKUP(S$6,Daten!$B$151:$M$151,Daten!$B$150:$M$150)*$Q32*24/1000)","v":0},{"$f":"IF($D32=\"\",0,(_xlfn.XLOOKUP($D32,Daten!$A$152:$A$154,_xlfn.XLOOKUP(T$6,Daten!$B$151:$M$151,Daten!$B$152:$M$154))\n+IF($G32>_xlfn.XLOOKUP($D32,GI!$C$77:$G$77,GI!$C$80:$G$80),($G32-_xlfn.XLOOKUP($D32,GI!$C$77:$G$77,GI!$C$80:$G$80))/4,0))\n*_xlfn.XLOOKUP(T$6,Daten!$B$151:$M$151,Daten!$B$150:$M$150)*$Q32*24/1000)","v":0},{"$f":"IF($D32=\"\",0,(_xlfn.XLOOKUP($D32,Daten!$A$152:$A$154,_xlfn.XLOOKUP(U$6,Daten!$B$151:$M$151,Daten!$B$152:$M$154))\n+IF($G32>_xlfn.XLOOKUP($D32,GI!$C$77:$G$77,GI!$C$80:$G$80),($G32-_xlfn.XLOOKUP($D32,GI!$C$77:$G$77,GI!$C$80:$G$80))/4,0))\n*_xlfn.XLOOKUP(U$6,Daten!$B$151:$M$151,Daten!$B$150:$M$150)*$Q32*24/1000)","v":0},{"$f":"IF($D32=\"\",0,(_xlfn.XLOOKUP($D32,Daten!$A$152:$A$154,_xlfn.XLOOKUP(V$6,Daten!$B$151:$M$151,Daten!$B$152:$M$154))\n+IF($G32>_xlfn.XLOOKUP($D32,GI!$C$77:$G$77,GI!$C$80:$G$80),($G32-_xlfn.XLOOKUP($D32,GI!$C$77:$G$77,GI!$C$80:$G$80))/4,0))\n*_xlfn.XLOOKUP(V$6,Daten!$B$151:$M$151,Daten!$B$150:$M$150)*$Q32*24/1000)","v":0},{"$f":"IF($D32=\"\",0,(_xlfn.XLOOKUP($D32,Daten!$A$152:$A$154,_xlfn.XLOOKUP(W$6,Daten!$B$151:$M$151,Daten!$B$152:$M$154))\n+IF($G32>_xlfn.XLOOKUP($D32,GI!$C$77:$G$77,GI!$C$80:$G$80),($G32-_xlfn.XLOOKUP($D32,GI!$C$77:$G$77,GI!$C$80:$G$80))/4,0))\n*_xlfn.XLOOKUP(W$6,Daten!$B$151:$M$151,Daten!$B$150:$M$150)*$Q32*24/1000)","v":0},{"$f":"IF($D32=\"\",0,(_xlfn.XLOOKUP($D32,Daten!$A$152:$A$154,_xlfn.XLOOKUP(X$6,Daten!$B$151:$M$151,Daten!$B$152:$M$154))\n+IF($G32>_xlfn.XLOOKUP($D32,GI!$C$77:$G$77,GI!$C$80:$G$80),($G32-_xlfn.XLOOKUP($D32,GI!$C$77:$G$77,GI!$C$80:$G$80))/4,0))\n*_xlfn.XLOOKUP(X$6,Daten!$B$151:$M$151,Daten!$B$150:$M$150)*$Q32*24/1000)","v":0},{"$f":"IF($D32=\"\",0,(_xlfn.XLOOKUP($D32,Daten!$A$152:$A$154,_xlfn.XLOOKUP(Y$6,Daten!$B$151:$M$151,Daten!$B$152:$M$154))\n+IF($G32>_xlfn.XLOOKUP($D32,GI!$C$77:$G$77,GI!$C$80:$G$80),($G32-_xlfn.XLOOKUP($D32,GI!$C$77:$G$77,GI!$C$80:$G$80))/4,0))\n*_xlfn.XLOOKUP(Y$6,Daten!$B$151:$M$151,Daten!$B$150:$M$150)*$Q32*24/1000)","v":0},{"$f":"IF($D32=\"\",0,(_xlfn.XLOOKUP($D32,Daten!$A$152:$A$154,_xlfn.XLOOKUP(Z$6,Daten!$B$151:$M$151,Daten!$B$152:$M$154))\n+IF($G32>_xlfn.XLOOKUP($D32,GI!$C$77:$G$77,GI!$C$80:$G$80),($G32-_xlfn.XLOOKUP($D32,GI!$C$77:$G$77,GI!$C$80:$G$80))/4,0))\n*_xlfn.XLOOKUP(Z$6,Daten!$B$151:$M$151,Daten!$B$150:$M$150)*$Q32*24/1000)","v":0},{"$f":"IF($D32=\"\",0,(_xlfn.XLOOKUP($D32,Daten!$A$152:$A$154,_xlfn.XLOOKUP(AA$6,Daten!$B$151:$M$151,Daten!$B$152:$M$154))\n+IF($G32>_xlfn.XLOOKUP($D32,GI!$C$77:$G$77,GI!$C$80:$G$80),($G32-_xlfn.XLOOKUP($D32,GI!$C$77:$G$77,GI!$C$80:$G$80))/4,0))\n*_xlfn.XLOOKUP(AA$6,Daten!$B$151:$M$151,Daten!$B$150:$M$150)*$Q32*24/1000)","v":0},{"$f":"IF($D32=\"\",0,(_xlfn.XLOOKUP($D32,Daten!$A$152:$A$154,_xlfn.XLOOKUP(AB$6,Daten!$B$151:$M$151,Daten!$B$152:$M$154))\n+IF($G32>_xlfn.XLOOKUP($D32,GI!$C$77:$G$77,GI!$C$80:$G$80),($G32-_xlfn.XLOOKUP($D32,GI!$C$77:$G$77,GI!$C$80:$G$80))/4,0))\n*_xlfn.XLOOKUP(AB$6,Daten!$B$151:$M$151,Daten!$B$150:$M$150)*$Q32*24/1000)","v":0},{"$f":"IF($D32=\"\",0,(_xlfn.XLOOKUP($D32,Daten!$A$152:$A$154,_xlfn.XLOOKUP(AC$6,Daten!$B$151:$M$151,Daten!$B$152:$M$154))\n+IF($G32>_xlfn.XLOOKUP($D32,GI!$C$77:$G$77,GI!$C$80:$G$80),($G32-_xlfn.XLOOKUP($D32,GI!$C$77:$G$77,GI!$C$80:$G$80))/4,0))\n*_xlfn.XLOOKUP(AC$6,Daten!$B$151:$M$151,Daten!$B$150:$M$150)*$Q32*24/1000)","v":0},0]
[{"$nulls":16},0,{"$f":"IF($D33=\"\",0,(_xlfn.XLOOKUP($D33,Daten!$A$152:$A$154,_xlfn.XLOOKUP(R$6,Daten!$B$151:$M$151,Daten!$B$152:$M$154))\n+IF($G33>_xlfn.XLOOKUP($D33,GI!$C$77:$G$77,GI!$C$80:$G$80),($G33-_xlfn.XLOOKUP($D33,GI!$C$77:$G$77,GI!$C$80:$G$80))/4,0))\n*_xlfn.XLOOKUP(R$6,Daten!$B$151:$M$151,Daten!$B$150:$M$150)*$Q33*24/1000)","v":0},{"$f":"IF($D33=\"\",0,(_xlfn.XLOOKUP($D33,Daten!$A$152:$A$154,_xlfn.XLOOKUP(S$6,Daten!$B$151:$M$151,Daten!$B$152:$M$154))\n+IF($G33>_xlfn.XLOOKUP($D33,GI!$C$77:$G$77,GI!$C$80:$G$80),($G33-_xlfn.XLOOKUP($D33,GI!$C$77:$G$77,GI!$C$80:$G$80))/4,0))\n*_xlfn.XLOOKUP(S$6,Daten!$B$151:$M$151,Daten!$B$150:$M$150)*$Q33*24/1000)","v":0},{"$f":"IF($D33=\"\",0,(_xlfn.XLOOKUP($D33,Daten!$A$152:$A$154,_xlfn.XLOOKUP(T$6,Daten!$B$151:$M$151,Daten!$B$152:$M$154))\n+IF($G33>_xlfn.XLOOKUP($D33,GI!$C$77:$G$77,GI!$C$80:$G$80),($G33-_xlfn.XLOOKUP($D33,GI!$C$77:$G$77,GI!$C$80:$G$80))/4,0))\n*_xlfn.XLOOKUP(T$6,Daten!$B$151:$M$151,Daten!$B$150:$M$150)*$Q33*24/1000)","v":0},{"$f":"IF($D33=\"\",0,(_xlfn.XLOOKUP($D33,Daten!$A$152:$A$154,_xlfn.XLOOKUP(U$6,Daten!$B$151:$M$151,Daten!$B$152:$M$154))\n+IF($G33>_xlfn.XLOOKUP($D33,GI!$C$77:$G$77,GI!$C$80:$G$80),($G33-_xlfn.XLOOKUP($D33,GI!$C$77:$G$77,GI!$C$80:$G$80))/4,0))\n*_xlfn.XLOOKUP(U$6,Daten!$B$151:$M$151,Daten!$B$150:$M$150)*$Q33*24/1000)","v":0},{"$f":"IF($D33=\"\",0,(_xlfn.XLOOKUP($D33,Daten!$A$152:$A$154,_xlfn.XLOOKUP(V$6,Daten!$B$151:$M$151,Daten!$B$152:$M$154))\n+IF($G33>_xlfn.XLOOKUP($D33,GI!$C$77:$G$77,GI!$C$80:$G$80),($G33-_xlfn.XLOOKUP($D33,GI!$C$77:$G$77,GI!$C$80:$G$80))/4,0))\n*_xlfn.XLOOKUP(V$6,Daten!$B$151:$M$151,Daten!$B$150:$M$150)*$Q33*24/1000)","v":0},{"$f":"IF($D33=\"\",0,(_xlfn.XLOOKUP($D33,Daten!$A$152:$A$154,_xlfn.XLOOKUP(W$6,Daten!$B$151:$M$151,Daten!$B$152:$M$154))\n+IF($G33>_xlfn.XLOOKUP($D33,GI!$C$77:$G$77,GI!$C$80:$G$80),($G33-_xlfn.XLOOKUP($D33,GI!$C$77:$G$77,GI!$C$80:$G$80))/4,0))\n*_xlfn.XLOOKUP(W$6,Daten!$B$151:$M$151,Daten!$B$150:$M$150)*$Q33*24/1000)","v":0},{"$f":"IF($D33=\"\",0,(_xlfn.XLOOKUP($D33,Daten!$A$152:$A$154,_xlfn.XLOOKUP(X$6,Daten!$B$151:$M$151,Daten!$B$152:$M$154))\n+IF($G33>_xlfn.XLOOKUP($D33,GI!$C$77:$G$77,GI!$C$80:$G$80),($G33-_xlfn.XLOOKUP($D33,GI!$C$77:$G$77,GI!$C$80:$G$80))/4,0))\n*_xlfn.XLOOKUP(X$6,Daten!$B$151:$M$151,Daten!$B$150:$M$150)*$Q33*24/1000)","v":0},{"$f":"IF($D33=\"\",0,(_xlfn.XLOOKUP($D33,Daten!$A$152:$A$154,_xlfn.XLOOKUP(Y$6,Daten!$B$151:$M$151,Daten!$B$152:$M$154))\n+IF($G33>_xlfn.XLOOKUP($D33,GI!$C$77:$G$77,GI!$C$80:$G$80),($G33-_xlfn.XLOOKUP($D33,GI!$C$77:$G$77,GI!$C$80:$G$80))/4,0))\n*_xlfn.XLOOKUP(Y$6,Daten!$B$151:$M$151,Daten!$B$150:$M$150)*$Q33*24/1000)","v":0},{"$f":"IF($D33=\"\",0,(_xlfn.XLOOKUP($D33,Daten!$A$152:$A$154,_xlfn.XLOOKUP(Z$6,Daten!$B$151:$M$151,Daten!$B$152:$M$154))\n+IF($G33>_xlfn.XLOOKUP($D33,GI!$C$77:$G$77,GI!$C$80:$G$80),($G33-_xlfn.XLOOKUP($D33,GI!$C$77:$G$77,GI!$C$80:$G$80))/4,0))\n*_xlfn.XLOOKUP(Z$6,Daten!$B$151:$M$151,Daten!$B$150:$M$150)*$Q33*24/1000)","v":0},{"$f":"IF($D33=\"\",0,(_xlfn.XLOOKUP($D33,Daten!$A$152:$A$154,_xlfn.XLOOKUP(AA$6,Daten!$B$151:$M$151,Daten!$B$152:$M$154))\n+IF($G33>_xlfn.XLOOKUP($D33,GI!$C$77:$G$77,GI!$C$80:$G$80),($G33-_xlfn.XLOOKUP($D33,GI!$C$77:$G$77,GI!$C$80:$G$80))/4,0))\n*_xlfn.XLOOKUP(AA$6,Daten!$B$151:$M$151,Daten!$B$150:$M$150)*$Q33*24/1000)","v":0},{"$f":"IF($D33=\"\",0,(_xlfn.XLOOKUP($D33,Daten!$A$152:$A$154,_xlfn.XLOOKUP(AB$6,Daten!$B$151:$M$151,Daten!$B$152:$M$154))\n+IF($G33>_xlfn.XLOOKUP($D33,GI!$C$77:$G$77,GI!$C$80:$G$80),($G33-_xlfn.XLOOKUP($D33,GI!$C$77:$G$77,GI!$C$80:$G$80))/4,0))\n*_xlfn.XLOOKUP(AB$6,Daten!$B$151:$M$151,Daten!$B$150:$M$150)*$Q33*24/1000)","v":0},{"$f":"IF($D33=\"\",0,(_xlfn.XLOOKUP($D33,Daten!$A$152:$A$154,_xlfn.XLOOKUP(AC$6,Daten!$B$151:$M$151,Daten!$B$152:$M$154))\n+IF($G33>_xlfn.XLOOKUP($D33,GI!$C$77:$G$77,GI!$C$80:$G$80),($G33-_xlfn.XLOOKUP($D33,GI!$C$77:$G$77,GI!$C$80:$G$80))/4,0))\n*_xlfn.XLOOKUP(AC$6,Daten!$B$151:$M$151,Daten!$B$150:$M$150)*$Q33*24/1000)","v":0},0]
[{"$nulls":16},0,{"$f":"IF($D34=\"\",0,(_xlfn.XLOOKUP($D34,Daten!$A$152:$A$154,_xlfn.XLOOKUP(R$6,Daten!$B$151:$M$151,Daten!$B$152:$M$154))\n+IF($G34>_xlfn.XLOOKUP($D34,GI!$C$77:$G$77,GI!$C$80:$G$80),($G34-_xlfn.XLOOKUP($D34,GI!$C$77:$G$77,GI!$C$80:$G$80))/4,0))\n*_xlfn.XLOOKUP(R$6,Daten!$B$151:$M$151,Daten!$B$150:$M$150)*$Q34*24/1000)","v":0},{"$f":"IF($D34=\"\",0,(_xlfn.XLOOKUP($D34,Daten!$A$152:$A$154,_xlfn.XLOOKUP(S$6,Daten!$B$151:$M$151,Daten!$B$152:$M$154))\n+IF($G34>_xlfn.XLOOKUP($D34,GI!$C$77:$G$77,GI!$C$80:$G$80),($G34-_xlfn.XLOOKUP($D34,GI!$C$77:$G$77,GI!$C$80:$G$80))/4,0))\n*_xlfn.XLOOKUP(S$6,Daten!$B$151:$M$151,Daten!$B$150:$M$150)*$Q34*24/1000)","v":0},{"$f":"IF($D34=\"\",0,(_xlfn.XLOOKUP($D34,Daten!$A$152:$A$154,_xlfn.XLOOKUP(T$6,Daten!$B$151:$M$151,Daten!$B$152:$M$154))\n+IF($G34>_xlfn.XLOOKUP($D34,GI!$C$77:$G$77,GI!$C$80:$G$80),($G34-_xlfn.XLOOKUP($D34,GI!$C$77:$G$77,GI!$C$80:$G$80))/4,0))\n*_xlfn.XLOOKUP(T$6,Daten!$B$151:$M$151,Daten!$B$150:$M$150)*$Q34*24/1000)","v":0},{"$f":"IF($D34=\"\",0,(_xlfn.XLOOKUP($D34,Daten!$A$152:$A$154,_xlfn.XLOOKUP(U$6,Daten!$B$151:$M$151,Daten!$B$152:$M$154))\n+IF($G34>_xlfn.XLOOKUP($D34,GI!$C$77:$G$77,GI!$C$80:$G$80),($G34-_xlfn.XLOOKUP($D34,GI!$C$77:$G$77,GI!$C$80:$G$80))/4,0))\n*_xlfn.XLOOKUP(U$6,Daten!$B$151:$M$151,Daten!$B$150:$M$150)*$Q34*24/1000)","v":0},{"$f":"IF($D34=\"\",0,(_xlfn.XLOOKUP($D34,Daten!$A$152:$A$154,_xlfn.XLOOKUP(V$6,Daten!$B$151:$M$151,Daten!$B$152:$M$154))\n+IF($G34>_xlfn.XLOOKUP($D34,GI!$C$77:$G$77,GI!$C$80:$G$80),($G34-_xlfn.XLOOKUP($D34,GI!$C$77:$G$77,GI!$C$80:$G$80))/4,0))\n*_xlfn.XLOOKUP(V$6,Daten!$B$151:$M$151,Daten!$B$150:$M$150)*$Q34*24/1000)","v":0},{"$f":"IF($D34=\"\",0,(_xlfn.XLOOKUP($D34,Daten!$A$152:$A$154,_xlfn.XLOOKUP(W$6,Daten!$B$151:$M$151,Daten!$B$152:$M$154))\n+IF($G34>_xlfn.XLOOKUP($D34,GI!$C$77:$G$77,GI!$C$80:$G$80),($G34-_xlfn.XLOOKUP($D34,GI!$C$77:$G$77,GI!$C$80:$G$80))/4,0))\n*_xlfn.XLOOKUP(W$6,Daten!$B$151:$M$151,Daten!$B$150:$M$150)*$Q34*24/1000)","v":0},{"$f":"IF($D34=\"\",0,(_xlfn.XLOOKUP($D34,Daten!$A$152:$A$154,_xlfn.XLOOKUP(X$6,Daten!$B$151:$M$151,Daten!$B$152:$M$154))\n+IF($G34>_xlfn.XLOOKUP($D34,GI!$C$77:$G$77,GI!$C$80:$G$80),($G34-_xlfn.XLOOKUP($D34,GI!$C$77:$G$77,GI!$C$80:$G$80))/4,0))\n*_xlfn.XLOOKUP(X$6,Daten!$B$151:$M$151,Daten!$B$150:$M$150)*$Q34*24/1000)","v":0},{"$f":"IF($D34=\"\",0,(_xlfn.XLOOKUP($D34,Daten!$A$152:$A$154,_xlfn.XLOOKUP(Y$6,Daten!$B$151:$M$151,Daten!$B$152:$M$154))\n+IF($G34>_xlfn.XLOOKUP($D34,GI!$C$77:$G$77,GI!$C$80:$G$80),($G34-_xlfn.XLOOKUP($D34,GI!$C$77:$G$77,GI!$C$80:$G$80))/4,0))\n*_xlfn.XLOOKUP(Y$6,Daten!$B$151:$M$151,Daten!$B$150:$M$150)*$Q34*24/1000)","v":0},{"$f":"IF($D34=\"\",0,(_xlfn.XLOOKUP($D34,Daten!$A$152:$A$154,_xlfn.XLOOKUP(Z$6,Daten!$B$151:$M$151,Daten!$B$152:$M$154))\n+IF($G34>_xlfn.XLOOKUP($D34,GI!$C$77:$G$77,GI!$C$80:$G$80),($G34-_xlfn.XLOOKUP($D34,GI!$C$77:$G$77,GI!$C$80:$G$80))/4,0))\n*_xlfn.XLOOKUP(Z$6,Daten!$B$151:$M$151,Daten!$B$150:$M$150)*$Q34*24/1000)","v":0},{"$f":"IF($D34=\"\",0,(_xlfn.XLOOKUP($D34,Daten!$A$152:$A$154,_xlfn.XLOOKUP(AA$6,Daten!$B$151:$M$151,Daten!$B$152:$M$154))\n+IF($G34>_xlfn.XLOOKUP($D34,GI!$C$77:$G$77,GI!$C$80:$G$80),($G34-_xlfn.XLOOKUP($D34,GI!$C$77:$G$77,GI!$C$80:$G$80))/4,0))\n*_xlfn.XLOOKUP(AA$6,Daten!$B$151:$M$151,Daten!$B$150:$M$150)*$Q34*24/1000)","v":0},{"$f":"IF($D34=\"\",0,(_xlfn.XLOOKUP($D34,Daten!$A$152:$A$154,_xlfn.XLOOKUP(AB$6,Daten!$B$151:$M$151,Daten!$B$152:$M$154))\n+IF($G34>_xlfn.XLOOKUP($D34,GI!$C$77:$G$77,GI!$C$80:$G$80),($G34-_xlfn.XLOOKUP($D34,GI!$C$77:$G$77,GI!$C$80:$G$80))/4,0))\n*_xlfn.XLOOKUP(AB$6,Daten!$B$151:$M$151,Daten!$B$150:$M$150)*$Q34*24/1000)","v":0},{"$f":"IF($D34=\"\",0,(_xlfn.XLOOKUP($D34,Daten!$A$152:$A$154,_xlfn.XLOOKUP(AC$6,Daten!$B$151:$M$151,Daten!$B$152:$M$154))\n+IF($G34>_xlfn.XLOOKUP($D34,GI!$C$77:$G$77,GI!$C$80:$G$80),($G34-_xlfn.XLOOKUP($D34,GI!$C$77:$G$77,GI!$C$80:$G$80))/4,0))\n*_xlfn.XLOOKUP(AC$6,Daten!$B$151:$M$151,Daten!$B$150:$M$150)*$Q34*24/1000)","v":0},0]
[{"$nulls":16},0,{"$f":"IF($D35=\"\",0,(_xlfn.XLOOKUP($D35,Daten!$A$152:$A$154,_xlfn.XLOOKUP(R$6,Daten!$B$151:$M$151,Daten!$B$152:$M$154))\n+IF($G35>_xlfn.XLOOKUP($D35,GI!$C$77:$G$77,GI!$C$80:$G$80),($G35-_xlfn.XLOOKUP($D35,GI!$C$77:$G$77,GI!$C$80:$G$80))/4,0))\n*_xlfn.XLOOKUP(R$6,Daten!$B$151:$M$151,Daten!$B$150:$M$150)*$Q35*24/1000)","v":0},{"$f":"IF($D35=\"\",0,(_xlfn.XLOOKUP($D35,Daten!$A$152:$A$154,_xlfn.XLOOKUP(S$6,Daten!$B$151:$M$151,Daten!$B$152:$M$154))\n+IF($G35>_xlfn.XLOOKUP($D35,GI!$C$77:$G$77,GI!$C$80:$G$80),($G35-_xlfn.XLOOKUP($D35,GI!$C$77:$G$77,GI!$C$80:$G$80))/4,0))\n*_xlfn.XLOOKUP(S$6,Daten!$B$151:$M$151,Daten!$B$150:$M$150)*$Q35*24/1000)","v":0},{"$f":"IF($D35=\"\",0,(_xlfn.XLOOKUP($D35,Daten!$A$152:$A$154,_xlfn.XLOOKUP(T$6,Daten!$B$151:$M$151,Daten!$B$152:$M$154))\n+IF($G35>_xlfn.XLOOKUP($D35,GI!$C$77:$G$77,GI!$C$80:$G$80),($G35-_xlfn.XLOOKUP($D35,GI!$C$77:$G$77,GI!$C$80:$G$80))/4,0))\n*_xlfn.XLOOKUP(T$6,Daten!$B$151:$M$151,Daten!$B$150:$M$150)*$Q35*24/1000)","v":0},{"$f":"IF($D35=\"\",0,(_xlfn.XLOOKUP($D35,Daten!$A$152:$A$154,_xlfn.XLOOKUP(U$6,Daten!$B$151:$M$151,Daten!$B$152:$M$154))\n+IF($G35>_xlfn.XLOOKUP($D35,GI!$C$77:$G$77,GI!$C$80:$G$80),($G35-_xlfn.XLOOKUP($D35,GI!$C$77:$G$77,GI!$C$80:$G$80))/4,0))\n*_xlfn.XLOOKUP(U$6,Daten!$B$151:$M$151,Daten!$B$150:$M$150)*$Q35*24/1000)","v":0},{"$f":"IF($D35=\"\",0,(_xlfn.XLOOKUP($D35,Daten!$A$152:$A$154,_xlfn.XLOOKUP(V$6,Daten!$B$151:$M$151,Daten!$B$152:$M$154))\n+IF($G35>_xlfn.XLOOKUP($D35,GI!$C$77:$G$77,GI!$C$80:$G$80),($G35-_xlfn.XLOOKUP($D35,GI!$C$77:$G$77,GI!$C$80:$G$80))/4,0))\n*_xlfn.XLOOKUP(V$6,Daten!$B$151:$M$151,Daten!$B$150:$M$150)*$Q35*24/1000)","v":0},{"$f":"IF($D35=\"\",0,(_xlfn.XLOOKUP($D35,Daten!$A$152:$A$154,_xlfn.XLOOKUP(W$6,Daten!$B$151:$M$151,Daten!$B$152:$M$154))\n+IF($G35>_xlfn.XLOOKUP($D35,GI!$C$77:$G$77,GI!$C$80:$G$80),($G35-_xlfn.XLOOKUP($D35,GI!$C$77:$G$77,GI!$C$80:$G$80))/4,0))\n*_xlfn.XLOOKUP(W$6,Daten!$B$151:$M$151,Daten!$B$150:$M$150)*$Q35*24/1000)","v":0},{"$f":"IF($D35=\"\",0,(_xlfn.XLOOKUP($D35,Daten!$A$152:$A$154,_xlfn.XLOOKUP(X$6,Daten!$B$151:$M$151,Daten!$B$152:$M$154))\n+IF($G35>_xlfn.XLOOKUP($D35,GI!$C$77:$G$77,GI!$C$80:$G$80),($G35-_xlfn.XLOOKUP($D35,GI!$C$77:$G$77,GI!$C$80:$G$80))/4,0))\n*_xlfn.XLOOKUP(X$6,Daten!$B$151:$M$151,Daten!$B$150:$M$150)*$Q35*24/1000)","v":0},{"$f":"IF($D35=\"\",0,(_xlfn.XLOOKUP($D35,Daten!$A$152:$A$154,_xlfn.XLOOKUP(Y$6,Daten!$B$151:$M$151,Daten!$B$152:$M$154))\n+IF($G35>_xlfn.XLOOKUP($D35,GI!$C$77:$G$77,GI!$C$80:$G$80),($G35-_xlfn.XLOOKUP($D35,GI!$C$77:$G$77,GI!$C$80:$G$80))/4,0))\n*_xlfn.XLOOKUP(Y$6,Daten!$B$151:$M$151,Daten!$B$150:$M$150)*$Q35*24/1000)","v":0},{"$f":"IF($D35=\"\",0,(_xlfn.XLOOKUP($D35,Daten!$A$152:$A$154,_xlfn.XLOOKUP(Z$6,Daten!$B$151:$M$151,Daten!$B$152:$M$154))\n+IF($G35>_xlfn.XLOOKUP($D35,GI!$C$77:$G$77,GI!$C$80:$G$80),($G35-_xlfn.XLOOKUP($D35,GI!$C$77:$G$77,GI!$C$80:$G$80))/4,0))\n*_xlfn.XLOOKUP(Z$6,Daten!$B$151:$M$151,Daten!$B$150:$M$150)*$Q35*24/1000)","v":0},{"$f":"IF($D35=\"\",0,(_xlfn.XLOOKUP($D35,Daten!$A$152:$A$154,_xlfn.XLOOKUP(AA$6,Daten!$B$151:$M$151,Daten!$B$152:$M$154))\n+IF($G35>_xlfn.XLOOKUP($D35,GI!$C$77:$G$77,GI!$C$80:$G$80),($G35-_xlfn.XLOOKUP($D35,GI!$C$77:$G$77,GI!$C$80:$G$80))/4,0))\n*_xlfn.XLOOKUP(AA$6,Daten!$B$151:$M$151,Daten!$B$150:$M$150)*$Q35*24/1000)","v":0},{"$f":"IF($D35=\"\",0,(_xlfn.XLOOKUP($D35,Daten!$A$152:$A$154,_xlfn.XLOOKUP(AB$6,Daten!$B$151:$M$151,Daten!$B$152:$M$154))\n+IF($G35>_xlfn.XLOOKUP($D35,GI!$C$77:$G$77,GI!$C$80:$G$80),($G35-_xlfn.XLOOKUP($D35,GI!$C$77:$G$77,GI!$C$80:$G$80))/4,0))\n*_xlfn.XLOOKUP(AB$6,Daten!$B$151:$M$151,Daten!$B$150:$M$150)*$Q35*24/1000)","v":0},{"$f":"IF($D35=\"\",0,(_xlfn.XLOOKUP($D35,Daten!$A$152:$A$154,_xlfn.XLOOKUP(AC$6,Daten!$B$151:$M$151,Daten!$B$152:$M$154))\n+IF($G35>_xlfn.XLOOKUP($D35,GI!$C$77:$G$77,GI!$C$80:$G$80),($G35-_xlfn.XLOOKUP($D35,GI!$C$77:$G$77,GI!$C$80:$G$80))/4,0))\n*_xlfn.XLOOKUP(AC$6,Daten!$B$151:$M$151,Daten!$B$150:$M$150)*$Q35*24/1000)","v":0},0]
[{"$nulls":16},0,{"$f":"IF($D36=\"\",0,(_xlfn.XLOOKUP($D36,Daten!$A$152:$A$154,_xlfn.XLOOKUP(R$6,Daten!$B$151:$M$151,Daten!$B$152:$M$154))\n+IF($G36>_xlfn.XLOOKUP($D36,GI!$C$77:$G$77,GI!$C$80:$G$80),($G36-_xlfn.XLOOKUP($D36,GI!$C$77:$G$77,GI!$C$80:$G$80))/4,0))\n*_xlfn.XLOOKUP(R$6,Daten!$B$151:$M$151,Daten!$B$150:$M$150)*$Q36*24/1000)","v":0},{"$f":"IF($D36=\"\",0,(_xlfn.XLOOKUP($D36,Daten!$A$152:$A$154,_xlfn.XLOOKUP(S$6,Daten!$B$151:$M$151,Daten!$B$152:$M$154))\n+IF($G36>_xlfn.XLOOKUP($D36,GI!$C$77:$G$77,GI!$C$80:$G$80),($G36-_xlfn.XLOOKUP($D36,GI!$C$77:$G$77,GI!$C$80:$G$80))/4,0))\n*_xlfn.XLOOKUP(S$6,Daten!$B$151:$M$151,Daten!$B$150:$M$150)*$Q36*24/1000)","v":0},{"$f":"IF($D36=\"\",0,(_xlfn.XLOOKUP($D36,Daten!$A$152:$A$154,_xlfn.XLOOKUP(T$6,Daten!$B$151:$M$151,Daten!$B$152:$M$154))\n+IF($G36>_xlfn.XLOOKUP($D36,GI!$C$77:$G$77,GI!$C$80:$G$80),($G36-_xlfn.XLOOKUP($D36,GI!$C$77:$G$77,GI!$C$80:$G$80))/4,0))\n*_xlfn.XLOOKUP(T$6,Daten!$B$151:$M$151,Daten!$B$150:$M$150)*$Q36*24/1000)","v":0},{"$f":"IF($D36=\"\",0,(_xlfn.XLOOKUP($D36,Daten!$A$152:$A$154,_xlfn.XLOOKUP(U$6,Daten!$B$151:$M$151,Daten!$B$152:$M$154))\n+IF($G36>_xlfn.XLOOKUP($D36,GI!$C$77:$G$77,GI!$C$80:$G$80),($G36-_xlfn.XLOOKUP($D36,GI!$C$77:$G$77,GI!$C$80:$G$80))/4,0))\n*_xlfn.XLOOKUP(U$6,Daten!$B$151:$M$151,Daten!$B$150:$M$150)*$Q36*24/1000)","v":0},{"$f":"IF($D36=\"\",0,(_xlfn.XLOOKUP($D36,Daten!$A$152:$A$154,_xlfn.XLOOKUP(V$6,Daten!$B$151:$M$151,Daten!$B$152:$M$154))\n+IF($G36>_xlfn.XLOOKUP($D36,GI!$C$77:$G$77,GI!$C$80:$G$80),($G36-_xlfn.XLOOKUP($D36,GI!$C$77:$G$77,GI!$C$80:$G$80))/4,0))\n*_xlfn.XLOOKUP(V$6,Daten!$B$151:$M$151,Daten!$B$150:$M$150)*$Q36*24/1000)","v":0},{"$f":"IF($D36=\"\",0,(_xlfn.XLOOKUP($D36,Daten!$A$152:$A$154,_xlfn.XLOOKUP(W$6,Daten!$B$151:$M$151,Daten!$B$152:$M$154))\n+IF($G36>_xlfn.XLOOKUP($D36,GI!$C$77:$G$77,GI!$C$80:$G$80),($G36-_xlfn.XLOOKUP($D36,GI!$C$77:$G$77,GI!$C$80:$G$80))/4,0))\n*_xlfn.XLOOKUP(W$6,Daten!$B$151:$M$151,Daten!$B$150:$M$150)*$Q36*24/1000)","v":0},{"$f":"IF($D36=\"\",0,(_xlfn.XLOOKUP($D36,Daten!$A$152:$A$154,_xlfn.XLOOKUP(X$6,Daten!$B$151:$M$151,Daten!$B$152:$M$154))\n+IF($G36>_xlfn.XLOOKUP($D36,GI!$C$77:$G$77,GI!$C$80:$G$80),($G36-_xlfn.XLOOKUP($D36,GI!$C$77:$G$77,GI!$C$80:$G$80))/4,0))\n*_xlfn.XLOOKUP(X$6,Daten!$B$151:$M$151,Daten!$B$150:$M$150)*$Q36*24/1000)","v":0},{"$f":"IF($D36=\"\",0,(_xlfn.XLOOKUP($D36,Daten!$A$152:$A$154,_xlfn.XLOOKUP(Y$6,Daten!$B$151:$M$151,Daten!$B$152:$M$154))\n+IF($G36>_xlfn.XLOOKUP($D36,GI!$C$77:$G$77,GI!$C$80:$G$80),($G36-_xlfn.XLOOKUP($D36,GI!$C$77:$G$77,GI!$C$80:$G$80))/4,0))\n*_xlfn.XLOOKUP(Y$6,Daten!$B$151:$M$151,Daten!$B$150:$M$150)*$Q36*24/1000)","v":0},{"$f":"IF($D36=\"\",0,(_xlfn.XLOOKUP($D36,Daten!$A$152:$A$154,_xlfn.XLOOKUP(Z$6,Daten!$B$151:$M$151,Daten!$B$152:$M$154))\n+IF($G36>_xlfn.XLOOKUP($D36,GI!$C$77:$G$77,GI!$C$80:$G$80),($G36-_xlfn.XLOOKUP($D36,GI!$C$77:$G$77,GI!$C$80:$G$80))/4,0))\n*_xlfn.XLOOKUP(Z$6,Daten!$B$151:$M$151,Daten!$B$150:$M$150)*$Q36*24/1000)","v":0},{"$f":"IF($D36=\"\",0,(_xlfn.XLOOKUP($D36,Daten!$A$152:$A$154,_xlfn.XLOOKUP(AA$6,Daten!$B$151:$M$151,Daten!$B$152:$M$154))\n+IF($G36>_xlfn.XLOOKUP($D36,GI!$C$77:$G$77,GI!$C$80:$G$80),($G36-_xlfn.XLOOKUP($D36,GI!$C$77:$G$77,GI!$C$80:$G$80))/4,0))\n*_xlfn.XLOOKUP(AA$6,Daten!$B$151:$M$151,Daten!$B$150:$M$150)*$Q36*24/1000)","v":0},{"$f":"IF($D36=\"\",0,(_xlfn.XLOOKUP($D36,Daten!$A$152:$A$154,_xlfn.XLOOKUP(AB$6,Daten!$B$151:$M$151,Daten!$B$152:$M$154))\n+IF($G36>_xlfn.XLOOKUP($D36,GI!$C$77:$G$77,GI!$C$80:$G$80),($G36-_xlfn.XLOOKUP($D36,GI!$C$77:$G$77,GI!$C$80:$G$80))/4,0))\n*_xlfn.XLOOKUP(AB$6,Daten!$B$151:$M$151,Daten!$B$150:$M$150)*$Q36*24/1000)","v":0},{"$f":"IF($D36=\"\",0,(_xlfn.XLOOKUP($D36,Daten!$A$152:$A$154,_xlfn.XLOOKUP(AC$6,Daten!$B$151:$M$151,Daten!$B$152:$M$154))\n+IF($G36>_xlfn.XLOOKUP($D36,GI!$C$77:$G$77,GI!$C$80:$G$80),($G36-_xlfn.XLOOKUP($D36,GI!$C$77:$G$77,GI!$C$80:$G$80))/4,0))\n*_xlfn.XLOOKUP(AC$6,Daten!$B$151:$M$151,Daten!$B$150:$M$150)*$Q36*24/1000)","v":0},0]
[{"$nulls":16},0,{"$f":"IF($D37=\"\",0,(_xlfn.XLOOKUP($D37,Daten!$A$152:$A$154,_xlfn.XLOOKUP(R$6,Daten!$B$151:$M$151,Daten!$B$152:$M$154))\n+IF($G37>_xlfn.XLOOKUP($D37,GI!$C$77:$G$77,GI!$C$80:$G$80),($G37-_xlfn.XLOOKUP($D37,GI!$C$77:$G$77,GI!$C$80:$G$80))/4,0))\n*_xlfn.XLOOKUP(R$6,Daten!$B$151:$M$151,Daten!$B$150:$M$150)*$Q37*24/1000)","v":0},{"$f":"IF($D37=\"\",0,(_xlfn.XLOOKUP($D37,Daten!$A$152:$A$154,_xlfn.XLOOKUP(S$6,Daten!$B$151:$M$151,Daten!$B$152:$M$154))\n+IF($G37>_xlfn.XLOOKUP($D37,GI!$C$77:$G$77,GI!$C$80:$G$80),($G37-_xlfn.XLOOKUP($D37,GI!$C$77:$G$77,GI!$C$80:$G$80))/4,0))\n*_xlfn.XLOOKUP(S$6,Daten!$B$151:$M$151,Daten!$B$150:$M$150)*$Q37*24/1000)","v":0},{"$f":"IF($D37=\"\",0,(_xlfn.XLOOKUP($D37,Daten!$A$152:$A$154,_xlfn.XLOOKUP(T$6,Daten!$B$151:$M$151,Daten!$B$152:$M$154))\n+IF($G37>_xlfn.XLOOKUP($D37,GI!$C$77:$G$77,GI!$C$80:$G$80),($G37-_xlfn.XLOOKUP($D37,GI!$C$77:$G$77,GI!$C$80:$G$80))/4,0))\n*_xlfn.XLOOKUP(T$6,Daten!$B$151:$M$151,Daten!$B$150:$M$150)*$Q37*24/1000)","v":0},{"$f":"IF($D37=\"\",0,(_xlfn.XLOOKUP($D37,Daten!$A$152:$A$154,_xlfn.XLOOKUP(U$6,Daten!$B$151:$M$151,Daten!$B$152:$M$154))\n+IF($G37>_xlfn.XLOOKUP($D37,GI!$C$77:$G$77,GI!$C$80:$G$80),($G37-_xlfn.XLOOKUP($D37,GI!$C$77:$G$77,GI!$C$80:$G$80))/4,0))\n*_xlfn.XLOOKUP(U$6,Daten!$B$151:$M$151,Daten!$B$150:$M$150)*$Q37*24/1000)","v":0},{"$f":"IF($D37=\"\",0,(_xlfn.XLOOKUP($D37,Daten!$A$152:$A$154,_xlfn.XLOOKUP(V$6,Daten!$B$151:$M$151,Daten!$B$152:$M$154))\n+IF($G37>_xlfn.XLOOKUP($D37,GI!$C$77:$G$77,GI!$C$80:$G$80),($G37-_xlfn.XLOOKUP($D37,GI!$C$77:$G$77,GI!$C$80:$G$80))/4,0))\n*_xlfn.XLOOKUP(V$6,Daten!$B$151:$M$151,Daten!$B$150:$M$150)*$Q37*24/1000)","v":0},{"$f":"IF($D37=\"\",0,(_xlfn.XLOOKUP($D37,Daten!$A$152:$A$154,_xlfn.XLOOKUP(W$6,Daten!$B$151:$M$151,Daten!$B$152:$M$154))\n+IF($G37>_xlfn.XLOOKUP($D37,GI!$C$77:$G$77,GI!$C$80:$G$80),($G37-_xlfn.XLOOKUP($D37,GI!$C$77:$G$77,GI!$C$80:$G$80))/4,0))\n*_xlfn.XLOOKUP(W$6,Daten!$B$151:$M$151,Daten!$B$150:$M$150)*$Q37*24/1000)","v":0},{"$f":"IF($D37=\"\",0,(_xlfn.XLOOKUP($D37,Daten!$A$152:$A$154,_xlfn.XLOOKUP(X$6,Daten!$B$151:$M$151,Daten!$B$152:$M$154))\n+IF($G37>_xlfn.XLOOKUP($D37,GI!$C$77:$G$77,GI!$C$80:$G$80),($G37-_xlfn.XLOOKUP($D37,GI!$C$77:$G$77,GI!$C$80:$G$80))/4,0))\n*_xlfn.XLOOKUP(X$6,Daten!$B$151:$M$151,Daten!$B$150:$M$150)*$Q37*24/1000)","v":0},{"$f":"IF($D37=\"\",0,(_xlfn.XLOOKUP($D37,Daten!$A$152:$A$154,_xlfn.XLOOKUP(Y$6,Daten!$B$151:$M$151,Daten!$B$152:$M$154))\n+IF($G37>_xlfn.XLOOKUP($D37,GI!$C$77:$G$77,GI!$C$80:$G$80),($G37-_xlfn.XLOOKUP($D37,GI!$C$77:$G$77,GI!$C$80:$G$80))/4,0))\n*_xlfn.XLOOKUP(Y$6,Daten!$B$151:$M$151,Daten!$B$150:$M$150)*$Q37*24/1000)","v":0},{"$f":"IF($D37=\"\",0,(_xlfn.XLOOKUP($D37,Daten!$A$152:$A$154,_xlfn.XLOOKUP(Z$6,Daten!$B$151:$M$151,Daten!$B$152:$M$154))\n+IF($G37>_xlfn.XLOOKUP($D37,GI!$C$77:$G$77,GI!$C$80:$G$80),($G37-_xlfn.XLOOKUP($D37,GI!$C$77:$G$77,GI!$C$80:$G$80))/4,0))\n*_xlfn.XLOOKUP(Z$6,Daten!$B$151:$M$151,Daten!$B$150:$M$150)*$Q37*24/1000)","v":0},{"$f":"IF($D37=\"\",0,(_xlfn.XLOOKUP($D37,Daten!$A$152:$A$154,_xlfn.XLOOKUP(AA$6,Daten!$B$151:$M$151,Daten!$B$152:$M$154))\n+IF($G37>_xlfn.XLOOKUP($D37,GI!$C$77:$G$77,GI!$C$80:$G$80),($G37-_xlfn.XLOOKUP($D37,GI!$C$77:$G$77,GI!$C$80:$G$80))/4,0))\n*_xlfn.XLOOKUP(AA$6,Daten!$B$151:$M$151,Daten!$B$150:$M$150)*$Q37*24/1000)","v":0},{"$f":"IF($D37=\"\",0,(_xlfn.XLOOKUP($D37,Daten!$A$152:$A$154,_xlfn.XLOOKUP(AB$6,Daten!$B$151:$M$151,Daten!$B$152:$M$154))\n+IF($G37>_xlfn.XLOOKUP($D37,GI!$C$77:$G$77,GI!$C$80:$G$80),($G37-_xlfn.XLOOKUP($D37,GI!$C$77:$G$77,GI!$C$80:$G$80))/4,0))\n*_xlfn.XLOOKUP(AB$6,Daten!$B$151:$M$151,Daten!$B$150:$M$150)*$Q37*24/1000)","v":0},{"$f":"IF($D37=\"\",0,(_xlfn.XLOOKUP($D37,Daten!$A$152:$A$154,_xlfn.XLOOKUP(AC$6,Daten!$B$151:$M$151,Daten!$B$152:$M$154))\n+IF($G37>_xlfn.XLOOKUP($D37,GI!$C$77:$G$77,GI!$C$80:$G$80),($G37-_xlfn.XLOOKUP($D37,GI!$C$77:$G$77,GI!$C$80:$G$80))/4,0))\n*_xlfn.XLOOKUP(AC$6,Daten!$B$151:$M$151,Daten!$B$150:$M$150)*$Q37*24/1000)","v":0},0]
[{"$nulls":16},0,{"$f":"IF($D38=\"\",0,(_xlfn.XLOOKUP($D38,Daten!$A$152:$A$154,_xlfn.XLOOKUP(R$6,Daten!$B$151:$M$151,Daten!$B$152:$M$154))\n+IF($G38>_xlfn.XLOOKUP($D38,GI!$C$77:$G$77,GI!$C$80:$G$80),($G38-_xlfn.XLOOKUP($D38,GI!$C$77:$G$77,GI!$C$80:$G$80))/4,0))\n*_xlfn.XLOOKUP(R$6,Daten!$B$151:$M$151,Daten!$B$150:$M$150)*$Q38*24/1000)","v":0},{"$f":"IF($D38=\"\",0,(_xlfn.XLOOKUP($D38,Daten!$A$152:$A$154,_xlfn.XLOOKUP(S$6,Daten!$B$151:$M$151,Daten!$B$152:$M$154))\n+IF($G38>_xlfn.XLOOKUP($D38,GI!$C$77:$G$77,GI!$C$80:$G$80),($G38-_xlfn.XLOOKUP($D38,GI!$C$77:$G$77,GI!$C$80:$G$80))/4,0))\n*_xlfn.XLOOKUP(S$6,Daten!$B$151:$M$151,Daten!$B$150:$M$150)*$Q38*24/1000)","v":0},{"$f":"IF($D38=\"\",0,(_xlfn.XLOOKUP($D38,Daten!$A$152:$A$154,_xlfn.XLOOKUP(T$6,Daten!$B$151:$M$151,Daten!$B$152:$M$154))\n+IF($G38>_xlfn.XLOOKUP($D38,GI!$C$77:$G$77,GI!$C$80:$G$80),($G38-_xlfn.XLOOKUP($D38,GI!$C$77:$G$77,GI!$C$80:$G$80))/4,0))\n*_xlfn.XLOOKUP(T$6,Daten!$B$151:$M$151,Daten!$B$150:$M$150)*$Q38*24/1000)","v":0},{"$f":"IF($D38=\"\",0,(_xlfn.XLOOKUP($D38,Daten!$A$152:$A$154,_xlfn.XLOOKUP(U$6,Daten!$B$151:$M$151,Daten!$B$152:$M$154))\n+IF($G38>_xlfn.XLOOKUP($D38,GI!$C$77:$G$77,GI!$C$80:$G$80),($G38-_xlfn.XLOOKUP($D38,GI!$C$77:$G$77,GI!$C$80:$G$80))/4,0))\n*_xlfn.XLOOKUP(U$6,Daten!$B$151:$M$151,Daten!$B$150:$M$150)*$Q38*24/1000)","v":0},{"$f":"IF($D38=\"\",0,(_xlfn.XLOOKUP($D38,Daten!$A$152:$A$154,_xlfn.XLOOKUP(V$6,Daten!$B$151:$M$151,Daten!$B$152:$M$154))\n+IF($G38>_xlfn.XLOOKUP($D38,GI!$C$77:$G$77,GI!$C$80:$G$80),($G38-_xlfn.XLOOKUP($D38,GI!$C$77:$G$77,GI!$C$80:$G$80))/4,0))\n*_xlfn.XLOOKUP(V$6,Daten!$B$151:$M$151,Daten!$B$150:$M$150)*$Q38*24/1000)","v":0},{"$f":"IF($D38=\"\",0,(_xlfn.XLOOKUP($D38,Daten!$A$152:$A$154,_xlfn.XLOOKUP(W$6,Daten!$B$151:$M$151,Daten!$B$152:$M$154))\n+IF($G38>_xlfn.XLOOKUP($D38,GI!$C$77:$G$77,GI!$C$80:$G$80),($G38-_xlfn.XLOOKUP($D38,GI!$C$77:$G$77,GI!$C$80:$G$80))/4,0))\n*_xlfn.XLOOKUP(W$6,Daten!$B$151:$M$151,Daten!$B$150:$M$150)*$Q38*24/1000)","v":0},{"$f":"IF($D38=\"\",0,(_xlfn.XLOOKUP($D38,Daten!$A$152:$A$154,_xlfn.XLOOKUP(X$6,Daten!$B$151:$M$151,Daten!$B$152:$M$154))\n+IF($G38>_xlfn.XLOOKUP($D38,GI!$C$77:$G$77,GI!$C$80:$G$80),($G38-_xlfn.XLOOKUP($D38,GI!$C$77:$G$77,GI!$C$80:$G$80))/4,0))\n*_xlfn.XLOOKUP(X$6,Daten!$B$151:$M$151,Daten!$B$150:$M$150)*$Q38*24/1000)","v":0},{"$f":"IF($D38=\"\",0,(_xlfn.XLOOKUP($D38,Daten!$A$152:$A$154,_xlfn.XLOOKUP(Y$6,Daten!$B$151:$M$151,Daten!$B$152:$M$154))\n+IF($G38>_xlfn.XLOOKUP($D38,GI!$C$77:$G$77,GI!$C$80:$G$80),($G38-_xlfn.XLOOKUP($D38,GI!$C$77:$G$77,GI!$C$80:$G$80))/4,0))\n*_xlfn.XLOOKUP(Y$6,Daten!$B$151:$M$151,Daten!$B$150:$M$150)*$Q38*24/1000)","v":0},{"$f":"IF($D38=\"\",0,(_xlfn.XLOOKUP($D38,Daten!$A$152:$A$154,_xlfn.XLOOKUP(Z$6,Daten!$B$151:$M$151,Daten!$B$152:$M$154))\n+IF($G38>_xlfn.XLOOKUP($D38,GI!$C$77:$G$77,GI!$C$80:$G$80),($G38-_xlfn.XLOOKUP($D38,GI!$C$77:$G$77,GI!$C$80:$G$80))/4,0))\n*_xlfn.XLOOKUP(Z$6,Daten!$B$151:$M$151,Daten!$B$150:$M$150)*$Q38*24/1000)","v":0},{"$f":"IF($D38=\"\",0,(_xlfn.XLOOKUP($D38,Daten!$A$152:$A$154,_xlfn.XLOOKUP(AA$6,Daten!$B$151:$M$151,Daten!$B$152:$M$154))\n+IF($G38>_xlfn.XLOOKUP($D38,GI!$C$77:$G$77,GI!$C$80:$G$80),($G38-_xlfn.XLOOKUP($D38,GI!$C$77:$G$77,GI!$C$80:$G$80))/4,0))\n*_xlfn.XLOOKUP(AA$6,Daten!$B$151:$M$151,Daten!$B$150:$M$150)*$Q38*24/1000)","v":0},{"$f":"IF($D38=\"\",0,(_xlfn.XLOOKUP($D38,Daten!$A$152:$A$154,_xlfn.XLOOKUP(AB$6,Daten!$B$151:$M$151,Daten!$B$152:$M$154))\n+IF($G38>_xlfn.XLOOKUP($D38,GI!$C$77:$G$77,GI!$C$80:$G$80),($G38-_xlfn.XLOOKUP($D38,GI!$C$77:$G$77,GI!$C$80:$G$80))/4,0))\n*_xlfn.XLOOKUP(AB$6,Daten!$B$151:$M$151,Daten!$B$150:$M$150)*$Q38*24/1000)","v":0},{"$f":"IF($D38=\"\",0,(_xlfn.XLOOKUP($D38,Daten!$A$152:$A$154,_xlfn.XLOOKUP(AC$6,Daten!$B$151:$M$151,Daten!$B$152:$M$154))\n+IF($G38>_xlfn.XLOOKUP($D38,GI!$C$77:$G$77,GI!$C$80:$G$80),($G38-_xlfn.XLOOKUP($D38,GI!$C$77:$G$77,GI!$C$80:$G$80))/4,0))\n*_xlfn.XLOOKUP(AC$6,Daten!$B$151:$M$151,Daten!$B$150:$M$150)*$Q38*24/1000)","v":0},{"$f":"SUM(R38:AC38)","v":0}]
[{"$nulls":16},0,{"$f":"IF($D39=\"\",0,(_xlfn.XLOOKUP($D39,Daten!$A$152:$A$154,_xlfn.XLOOKUP(R$6,Daten!$B$151:$M$151,Daten!$B$152:$M$154))\n+IF($G39>_xlfn.XLOOKUP($D39,GI!$C$77:$G$77,GI!$C$80:$G$80),($G39-_xlfn.XLOOKUP($D39,GI!$C$77:$G$77,GI!$C$80:$G$80))/4,0))\n*_xlfn.XLOOKUP(R$6,Daten!$B$151:$M$151,Daten!$B$150:$M$150)*$Q39*24/1000)","v":0},{"$f":"IF($D39=\"\",0,(_xlfn.XLOOKUP($D39,Daten!$A$152:$A$154,_xlfn.XLOOKUP(S$6,Daten!$B$151:$M$151,Daten!$B$152:$M$154))\n+IF($G39>_xlfn.XLOOKUP($D39,GI!$C$77:$G$77,GI!$C$80:$G$80),($G39-_xlfn.XLOOKUP($D39,GI!$C$77:$G$77,GI!$C$80:$G$80))/4,0))\n*_xlfn.XLOOKUP(S$6,Daten!$B$151:$M$151,Daten!$B$150:$M$150)*$Q39*24/1000)","v":0},{"$f":"IF($D39=\"\",0,(_xlfn.XLOOKUP($D39,Daten!$A$152:$A$154,_xlfn.XLOOKUP(T$6,Daten!$B$151:$M$151,Daten!$B$152:$M$154))\n+IF($G39>_xlfn.XLOOKUP($D39,GI!$C$77:$G$77,GI!$C$80:$G$80),($G39-_xlfn.XLOOKUP($D39,GI!$C$77:$G$77,GI!$C$80:$G$80))/4,0))\n*_xlfn.XLOOKUP(T$6,Daten!$B$151:$M$151,Daten!$B$150:$M$150)*$Q39*24/1000)","v":0},{"$f":"IF($D39=\"\",0,(_xlfn.XLOOKUP($D39,Daten!$A$152:$A$154,_xlfn.XLOOKUP(U$6,Daten!$B$151:$M$151,Daten!$B$152:$M$154))\n+IF($G39>_xlfn.XLOOKUP($D39,GI!$C$77:$G$77,GI!$C$80:$G$80),($G39-_xlfn.XLOOKUP($D39,GI!$C$77:$G$77,GI!$C$80:$G$80))/4,0))\n*_xlfn.XLOOKUP(U$6,Daten!$B$151:$M$151,Daten!$B$150:$M$150)*$Q39*24/1000)","v":0},{"$f":"IF($D39=\"\",0,(_xlfn.XLOOKUP($D39,Daten!$A$152:$A$154,_xlfn.XLOOKUP(V$6,Daten!$B$151:$M$151,Daten!$B$152:$M$154))\n+IF($G39>_xlfn.XLOOKUP($D39,GI!$C$77:$G$77,GI!$C$80:$G$80),($G39-_xlfn.XLOOKUP($D39,GI!$C$77:$G$77,GI!$C$80:$G$80))/4,0))\n*_xlfn.XLOOKUP(V$6,Daten!$B$151:$M$151,Daten!$B$150:$M$150)*$Q39*24/1000)","v":0},{"$f":"IF($D39=\"\",0,(_xlfn.XLOOKUP($D39,Daten!$A$152:$A$154,_xlfn.XLOOKUP(W$6,Daten!$B$151:$M$151,Daten!$B$152:$M$154))\n+IF($G39>_xlfn.XLOOKUP($D39,GI!$C$77:$G$77,GI!$C$80:$G$80),($G39-_xlfn.XLOOKUP($D39,GI!$C$77:$G$77,GI!$C$80:$G$80))/4,0))\n*_xlfn.XLOOKUP(W$6,Daten!$B$151:$M$151,Daten!$B$150:$M$150)*$Q39*24/1000)","v":0},{"$f":"IF($D39=\"\",0,(_xlfn.XLOOKUP($D39,Daten!$A$152:$A$154,_xlfn.XLOOKUP(X$6,Daten!$B$151:$M$151,Daten!$B$152:$M$154))\n+IF($G39>_xlfn.XLOOKUP($D39,GI!$C$77:$G$77,GI!$C$80:$G$80),($G39-_xlfn.XLOOKUP($D39,GI!$C$77:$G$77,GI!$C$80:$G$80))/4,0))\n*_xlfn.XLOOKUP(X$6,Daten!$B$151:$M$151,Daten!$B$150:$M$150)*$Q39*24/1000)","v":0},{"$f":"IF($D39=\"\",0,(_xlfn.XLOOKUP($D39,Daten!$A$152:$A$154,_xlfn.XLOOKUP(Y$6,Daten!$B$151:$M$151,Daten!$B$152:$M$154))\n+IF($G39>_xlfn.XLOOKUP($D39,GI!$C$77:$G$77,GI!$C$80:$G$80),($G39-_xlfn.XLOOKUP($D39,GI!$C$77:$G$77,GI!$C$80:$G$80))/4,0))\n*_xlfn.XLOOKUP(Y$6,Daten!$B$151:$M$151,Daten!$B$150:$M$150)*$Q39*24/1000)","v":0},{"$f":"IF($D39=\"\",0,(_xlfn.XLOOKUP($D39,Daten!$A$152:$A$154,_xlfn.XLOOKUP(Z$6,Daten!$B$151:$M$151,Daten!$B$152:$M$154))\n+IF($G39>_xlfn.XLOOKUP($D39,GI!$C$77:$G$77,GI!$C$80:$G$80),($G39-_xlfn.XLOOKUP($D39,GI!$C$77:$G$77,GI!$C$80:$G$80))/4,0))\n*_xlfn.XLOOKUP(Z$6,Daten!$B$151:$M$151,Daten!$B$150:$M$150)*$Q39*24/1000)","v":0},{"$f":"IF($D39=\"\",0,(_xlfn.XLOOKUP($D39,Daten!$A$152:$A$154,_xlfn.XLOOKUP(AA$6,Daten!$B$151:$M$151,Daten!$B$152:$M$154))\n+IF($G39>_xlfn.XLOOKUP($D39,GI!$C$77:$G$77,GI!$C$80:$G$80),($G39-_xlfn.XLOOKUP($D39,GI!$C$77:$G$77,GI!$C$80:$G$80))/4,0))\n*_xlfn.XLOOKUP(AA$6,Daten!$B$151:$M$151,Daten!$B$150:$M$150)*$Q39*24/1000)","v":0},{"$f":"IF($D39=\"\",0,(_xlfn.XLOOKUP($D39,Daten!$A$152:$A$154,_xlfn.XLOOKUP(AB$6,Daten!$B$151:$M$151,Daten!$B$152:$M$154))\n+IF($G39>_xlfn.XLOOKUP($D39,GI!$C$77:$G$77,GI!$C$80:$G$80),($G39-_xlfn.XLOOKUP($D39,GI!$C$77:$G$77,GI!$C$80:$G$80))/4,0))\n*_xlfn.XLOOKUP(AB$6,Daten!$B$151:$M$151,Daten!$B$150:$M$150)*$Q39*24/1000)","v":0},{"$f":"IF($D39=\"\",0,(_xlfn.XLOOKUP($D39,Daten!$A$152:$A$154,_xlfn.XLOOKUP(AC$6,Daten!$B$151:$M$151,Daten!$B$152:$M$154))\n+IF($G39>_xlfn.XLOOKUP($D39,GI!$C$77:$G$77,GI!$C$80:$G$80),($G39-_xlfn.XLOOKUP($D39,GI!$C$77:$G$77,GI!$C$80:$G$80))/4,0))\n*_xlfn.XLOOKUP(AC$6,Daten!$B$151:$M$151,Daten!$B$150:$M$150)*$Q39*24/1000)","v":0},0]
[{"$nulls":16},0,{"$f":"IF($D40=\"\",0,(_xlfn.XLOOKUP($D40,Daten!$A$152:$A$154,_xlfn.XLOOKUP(R$6,Daten!$B$151:$M$151,Daten!$B$152:$M$154))\n+IF($G40>_xlfn.XLOOKUP($D40,GI!$C$77:$G$77,GI!$C$80:$G$80),($G40-_xlfn.XLOOKUP($D40,GI!$C$77:$G$77,GI!$C$80:$G$80))/4,0))\n*_xlfn.XLOOKUP(R$6,Daten!$B$151:$M$151,Daten!$B$150:$M$150)*$Q40*24/1000)","v":0},{"$f":"IF($D40=\"\",0,(_xlfn.XLOOKUP($D40,Daten!$A$152:$A$154,_xlfn.XLOOKUP(S$6,Daten!$B$151:$M$151,Daten!$B$152:$M$154))\n+IF($G40>_xlfn.XLOOKUP($D40,GI!$C$77:$G$77,GI!$C$80:$G$80),($G40-_xlfn.XLOOKUP($D40,GI!$C$77:$G$77,GI!$C$80:$G$80))/4,0))\n*_xlfn.XLOOKUP(S$6,Daten!$B$151:$M$151,Daten!$B$150:$M$150)*$Q40*24/1000)","v":0},{"$f":"IF($D40=\"\",0,(_xlfn.XLOOKUP($D40,Daten!$A$152:$A$154,_xlfn.XLOOKUP(T$6,Daten!$B$151:$M$151,Daten!$B$152:$M$154))\n+IF($G40>_xlfn.XLOOKUP($D40,GI!$C$77:$G$77,GI!$C$80:$G$80),($G40-_xlfn.XLOOKUP($D40,GI!$C$77:$G$77,GI!$C$80:$G$80))/4,0))\n*_xlfn.XLOOKUP(T$6,Daten!$B$151:$M$151,Daten!$B$150:$M$150)*$Q40*24/1000)","v":0},{"$f":"IF($D40=\"\",0,(_xlfn.XLOOKUP($D40,Daten!$A$152:$A$154,_xlfn.XLOOKUP(U$6,Daten!$B$151:$M$151,Daten!$B$152:$M$154))\n+IF($G40>_xlfn.XLOOKUP($D40,GI!$C$77:$G$77,GI!$C$80:$G$80),($G40-_xlfn.XLOOKUP($D40,GI!$C$77:$G$77,GI!$C$80:$G$80))/4,0))\n*_xlfn.XLOOKUP(U$6,Daten!$B$151:$M$151,Daten!$B$150:$M$150)*$Q40*24/1000)","v":0},{"$f":"IF($D40=\"\",0,(_xlfn.XLOOKUP($D40,Daten!$A$152:$A$154,_xlfn.XLOOKUP(V$6,Daten!$B$151:$M$151,Daten!$B$152:$M$154))\n+IF($G40>_xlfn.XLOOKUP($D40,GI!$C$77:$G$77,GI!$C$80:$G$80),($G40-_xlfn.XLOOKUP($D40,GI!$C$77:$G$77,GI!$C$80:$G$80))/4,0))\n*_xlfn.XLOOKUP(V$6,Daten!$B$151:$M$151,Daten!$B$150:$M$150)*$Q40*24/1000)","v":0},{"$f":"IF($D40=\"\",0,(_xlfn.XLOOKUP($D40,Daten!$A$152:$A$154,_xlfn.XLOOKUP(W$6,Daten!$B$151:$M$151,Daten!$B$152:$M$154))\n+IF($G40>_xlfn.XLOOKUP($D40,GI!$C$77:$G$77,GI!$C$80:$G$80),($G40-_xlfn.XLOOKUP($D40,GI!$C$77:$G$77,GI!$C$80:$G$80))/4,0))\n*_xlfn.XLOOKUP(W$6,Daten!$B$151:$M$151,Daten!$B$150:$M$150)*$Q40*24/1000)","v":0},{"$f":"IF($D40=\"\",0,(_xlfn.XLOOKUP($D40,Daten!$A$152:$A$154,_xlfn.XLOOKUP(X$6,Daten!$B$151:$M$151,Daten!$B$152:$M$154))\n+IF($G40>_xlfn.XLOOKUP($D40,GI!$C$77:$G$77,GI!$C$80:$G$80),($G40-_xlfn.XLOOKUP($D40,GI!$C$77:$G$77,GI!$C$80:$G$80))/4,0))\n*_xlfn.XLOOKUP(X$6,Daten!$B$151:$M$151,Daten!$B$150:$M$150)*$Q40*24/1000)","v":0},{"$f":"IF($D40=\"\",0,(_xlfn.XLOOKUP($D40,Daten!$A$152:$A$154,_xlfn.XLOOKUP(Y$6,Daten!$B$151:$M$151,Daten!$B$152:$M$154))\n+IF($G40>_xlfn.XLOOKUP($D40,GI!$C$77:$G$77,GI!$C$80:$G$80),($G40-_xlfn.XLOOKUP($D40,GI!$C$77:$G$77,GI!$C$80:$G$80))/4,0))\n*_xlfn.XLOOKUP(Y$6,Daten!$B$151:$M$151,Daten!$B$150:$M$150)*$Q40*24/1000)","v":0},{"$f":"IF($D40=\"\",0,(_xlfn.XLOOKUP($D40,Daten!$A$152:$A$154,_xlfn.XLOOKUP(Z$6,Daten!$B$151:$M$151,Daten!$B$152:$M$154))\n+IF($G40>_xlfn.XLOOKUP($D40,GI!$C$77:$G$77,GI!$C$80:$G$80),($G40-_xlfn.XLOOKUP($D40,GI!$C$77:$G$77,GI!$C$80:$G$80))/4,0))\n*_xlfn.XLOOKUP(Z$6,Daten!$B$151:$M$151,Daten!$B$150:$M$150)*$Q40*24/1000)","v":0},{"$f":"IF($D40=\"\",0,(_xlfn.XLOOKUP($D40,Daten!$A$152:$A$154,_xlfn.XLOOKUP(AA$6,Daten!$B$151:$M$151,Daten!$B$152:$M$154))\n+IF($G40>_xlfn.XLOOKUP($D40,GI!$C$77:$G$77,GI!$C$80:$G$80),($G40-_xlfn.XLOOKUP($D40,GI!$C$77:$G$77,GI!$C$80:$G$80))/4,0))\n*_xlfn.XLOOKUP(AA$6,Daten!$B$151:$M$151,Daten!$B$150:$M$150)*$Q40*24/1000)","v":0},{"$f":"IF($D40=\"\",0,(_xlfn.XLOOKUP($D40,Daten!$A$152:$A$154,_xlfn.XLOOKUP(AB$6,Daten!$B$151:$M$151,Daten!$B$152:$M$154))\n+IF($G40>_xlfn.XLOOKUP($D40,GI!$C$77:$G$77,GI!$C$80:$G$80),($G40-_xlfn.XLOOKUP($D40,GI!$C$77:$G$77,GI!$C$80:$G$80))/4,0))\n*_xlfn.XLOOKUP(AB$6,Daten!$B$151:$M$151,Daten!$B$150:$M$150)*$Q40*24/1000)","v":0},{"$f":"IF($D40=\"\",0,(_xlfn.XLOOKUP($D40,Daten!$A$152:$A$154,_xlfn.XLOOKUP(AC$6,Daten!$B$151:$M$151,Daten!$B$152:$M$154))\n+IF($G40>_xlfn.XLOOKUP($D40,GI!$C$77:$G$77,GI!$C$80:$G$80),($G40-_xlfn.XLOOKUP($D40,GI!$C$77:$G$77,GI!$C$80:$G$80))/4,0))\n*_xlfn.XLOOKUP(AC$6,Daten!$B$151:$M$151,Daten!$B$150:$M$150)*$Q40*24/1000)","v":0},0]
[{"$nulls":16},0,{"$f":"IF($D41=\"\",0,(_xlfn.XLOOKUP($D41,Daten!$A$152:$A$154,_xlfn.XLOOKUP(R$6,Daten!$B$151:$M$151,Daten!$B$152:$M$154))\n+IF($G41>_xlfn.XLOOKUP($D41,GI!$C$77:$G$77,GI!$C$80:$G$80),($G41-_xlfn.XLOOKUP($D41,GI!$C$77:$G$77,GI!$C$80:$G$80))/4,0))\n*_xlfn.XLOOKUP(R$6,Daten!$B$151:$M$151,Daten!$B$150:$M$150)*$Q41*24/1000)","v":0},{"$f":"IF($D41=\"\",0,(_xlfn.XLOOKUP($D41,Daten!$A$152:$A$154,_xlfn.XLOOKUP(S$6,Daten!$B$151:$M$151,Daten!$B$152:$M$154))\n+IF($G41>_xlfn.XLOOKUP($D41,GI!$C$77:$G$77,GI!$C$80:$G$80),($G41-_xlfn.XLOOKUP($D41,GI!$C$77:$G$77,GI!$C$80:$G$80))/4,0))\n*_xlfn.XLOOKUP(S$6,Daten!$B$151:$M$151,Daten!$B$150:$M$150)*$Q41*24/1000)","v":0},{"$f":"IF($D41=\"\",0,(_xlfn.XLOOKUP($D41,Daten!$A$152:$A$154,_xlfn.XLOOKUP(T$6,Daten!$B$151:$M$151,Daten!$B$152:$M$154))\n+IF($G41>_xlfn.XLOOKUP($D41,GI!$C$77:$G$77,GI!$C$80:$G$80),($G41-_xlfn.XLOOKUP($D41,GI!$C$77:$G$77,GI!$C$80:$G$80))/4,0))\n*_xlfn.XLOOKUP(T$6,Daten!$B$151:$M$151,Daten!$B$150:$M$150)*$Q41*24/1000)","v":0},{"$f":"IF($D41=\"\",0,(_xlfn.XLOOKUP($D41,Daten!$A$152:$A$154,_xlfn.XLOOKUP(U$6,Daten!$B$151:$M$151,Daten!$B$152:$M$154))\n+IF($G41>_xlfn.XLOOKUP($D41,GI!$C$77:$G$77,GI!$C$80:$G$80),($G41-_xlfn.XLOOKUP($D41,GI!$C$77:$G$77,GI!$C$80:$G$80))/4,0))\n*_xlfn.XLOOKUP(U$6,Daten!$B$151:$M$151,Daten!$B$150:$M$150)*$Q41*24/1000)","v":0},{"$f":"IF($D41=\"\",0,(_xlfn.XLOOKUP($D41,Daten!$A$152:$A$154,_xlfn.XLOOKUP(V$6,Daten!$B$151:$M$151,Daten!$B$152:$M$154))\n+IF($G41>_xlfn.XLOOKUP($D41,GI!$C$77:$G$77,GI!$C$80:$G$80),($G41-_xlfn.XLOOKUP($D41,GI!$C$77:$G$77,GI!$C$80:$G$80))/4,0))\n*_xlfn.XLOOKUP(V$6,Daten!$B$151:$M$151,Daten!$B$150:$M$150)*$Q41*24/1000)","v":0},{"$f":"IF($D41=\"\",0,(_xlfn.XLOOKUP($D41,Daten!$A$152:$A$154,_xlfn.XLOOKUP(W$6,Daten!$B$151:$M$151,Daten!$B$152:$M$154))\n+IF($G41>_xlfn.XLOOKUP($D41,GI!$C$77:$G$77,GI!$C$80:$G$80),($G41-_xlfn.XLOOKUP($D41,GI!$C$77:$G$77,GI!$C$80:$G$80))/4,0))\n*_xlfn.XLOOKUP(W$6,Daten!$B$151:$M$151,Daten!$B$150:$M$150)*$Q41*24/1000)","v":0},{"$f":"IF($D41=\"\",0,(_xlfn.XLOOKUP($D41,Daten!$A$152:$A$154,_xlfn.XLOOKUP(X$6,Daten!$B$151:$M$151,Daten!$B$152:$M$154))\n+IF($G41>_xlfn.XLOOKUP($D41,GI!$C$77:$G$77,GI!$C$80:$G$80),($G41-_xlfn.XLOOKUP($D41,GI!$C$77:$G$77,GI!$C$80:$G$80))/4,0))\n*_xlfn.XLOOKUP(X$6,Daten!$B$151:$M$151,Daten!$B$150:$M$150)*$Q41*24/1000)","v":0},{"$f":"IF($D41=\"\",0,(_xlfn.XLOOKUP($D41,Daten!$A$152:$A$154,_xlfn.XLOOKUP(Y$6,Daten!$B$151:$M$151,Daten!$B$152:$M$154))\n+IF($G41>_xlfn.XLOOKUP($D41,GI!$C$77:$G$77,GI!$C$80:$G$80),($G41-_xlfn.XLOOKUP($D41,GI!$C$77:$G$77,GI!$C$80:$G$80))/4,0))\n*_xlfn.XLOOKUP(Y$6,Daten!$B$151:$M$151,Daten!$B$150:$M$150)*$Q41*24/1000)","v":0},{"$f":"IF($D41=\"\",0,(_xlfn.XLOOKUP($D41,Daten!$A$152:$A$154,_xlfn.XLOOKUP(Z$6,Daten!$B$151:$M$151,Daten!$B$152:$M$154))\n+IF($G41>_xlfn.XLOOKUP($D41,GI!$C$77:$G$77,GI!$C$80:$G$80),($G41-_xlfn.XLOOKUP($D41,GI!$C$77:$G$77,GI!$C$80:$G$80))/4,0))\n*_xlfn.XLOOKUP(Z$6,Daten!$B$151:$M$151,Daten!$B$150:$M$150)*$Q41*24/1000)","v":0},{"$f":"IF($D41=\"\",0,(_xlfn.XLOOKUP($D41,Daten!$A$152:$A$154,_xlfn.XLOOKUP(AA$6,Daten!$B$151:$M$151,Daten!$B$152:$M$154))\n+IF($G41>_xlfn.XLOOKUP($D41,GI!$C$77:$G$77,GI!$C$80:$G$80),($G41-_xlfn.XLOOKUP($D41,GI!$C$77:$G$77,GI!$C$80:$G$80))/4,0))\n*_xlfn.XLOOKUP(AA$6,Daten!$B$151:$M$151,Daten!$B$150:$M$150)*$Q41*24/1000)","v":0},{"$f":"IF($D41=\"\",0,(_xlfn.XLOOKUP($D41,Daten!$A$152:$A$154,_xlfn.XLOOKUP(AB$6,Daten!$B$151:$M$151,Daten!$B$152:$M$154))\n+IF($G41>_xlfn.XLOOKUP($D41,GI!$C$77:$G$77,GI!$C$80:$G$80),($G41-_xlfn.XLOOKUP($D41,GI!$C$77:$G$77,GI!$C$80:$G$80))/4,0))\n*_xlfn.XLOOKUP(AB$6,Daten!$B$151:$M$151,Daten!$B$150:$M$150)*$Q41*24/1000)","v":0},{"$f":"IF($D41=\"\",0,(_xlfn.XLOOKUP($D41,Daten!$A$152:$A$154,_xlfn.XLOOKUP(AC$6,Daten!$B$151:$M$151,Daten!$B$152:$M$154))\n+IF($G41>_xlfn.XLOOKUP($D41,GI!$C$77:$G$77,GI!$C$80:$G$80),($G41-_xlfn.XLOOKUP($D41,GI!$C$77:$G$77,GI!$C$80:$G$80))/4,0))\n*_xlfn.XLOOKUP(AC$6,Daten!$B$151:$M$151,Daten!$B$150:$M$150)*$Q41*24/1000)","v":0},0]
[{"$nulls":16},0,{"$f":"IF($D42=\"\",0,(_xlfn.XLOOKUP($D42,Daten!$A$152:$A$154,_xlfn.XLOOKUP(R$6,Daten!$B$151:$M$151,Daten!$B$152:$M$154))\n+IF($G42>_xlfn.XLOOKUP($D42,GI!$C$77:$G$77,GI!$C$80:$G$80),($G42-_xlfn.XLOOKUP($D42,GI!$C$77:$G$77,GI!$C$80:$G$80))/4,0))\n*_xlfn.XLOOKUP(R$6,Daten!$B$151:$M$151,Daten!$B$150:$M$150)*$Q42*24/1000)","v":0},{"$f":"IF($D42=\"\",0,(_xlfn.XLOOKUP($D42,Daten!$A$152:$A$154,_xlfn.XLOOKUP(S$6,Daten!$B$151:$M$151,Daten!$B$152:$M$154))\n+IF($G42>_xlfn.XLOOKUP($D42,GI!$C$77:$G$77,GI!$C$80:$G$80),($G42-_xlfn.XLOOKUP($D42,GI!$C$77:$G$77,GI!$C$80:$G$80))/4,0))\n*_xlfn.XLOOKUP(S$6,Daten!$B$151:$M$151,Daten!$B$150:$M$150)*$Q42*24/1000)","v":0},{"$f":"IF($D42=\"\",0,(_xlfn.XLOOKUP($D42,Daten!$A$152:$A$154,_xlfn.XLOOKUP(T$6,Daten!$B$151:$M$151,Daten!$B$152:$M$154))\n+IF($G42>_xlfn.XLOOKUP($D42,GI!$C$77:$G$77,GI!$C$80:$G$80),($G42-_xlfn.XLOOKUP($D42,GI!$C$77:$G$77,GI!$C$80:$G$80))/4,0))\n*_xlfn.XLOOKUP(T$6,Daten!$B$151:$M$151,Daten!$B$150:$M$150)*$Q42*24/1000)","v":0},{"$f":"IF($D42=\"\",0,(_xlfn.XLOOKUP($D42,Daten!$A$152:$A$154,_xlfn.XLOOKUP(U$6,Daten!$B$151:$M$151,Daten!$B$152:$M$154))\n+IF($G42>_xlfn.XLOOKUP($D42,GI!$C$77:$G$77,GI!$C$80:$G$80),($G42-_xlfn.XLOOKUP($D42,GI!$C$77:$G$77,GI!$C$80:$G$80))/4,0))\n*_xlfn.XLOOKUP(U$6,Daten!$B$151:$M$151,Daten!$B$150:$M$150)*$Q42*24/1000)","v":0},{"$f":"IF($D42=\"\",0,(_xlfn.XLOOKUP($D42,Daten!$A$152:$A$154,_xlfn.XLOOKUP(V$6,Daten!$B$151:$M$151,Daten!$B$152:$M$154))\n+IF($G42>_xlfn.XLOOKUP($D42,GI!$C$77:$G$77,GI!$C$80:$G$80),($G42-_xlfn.XLOOKUP($D42,GI!$C$77:$G$77,GI!$C$80:$G$80))/4,0))\n*_xlfn.XLOOKUP(V$6,Daten!$B$151:$M$151,Daten!$B$150:$M$150)*$Q42*24/1000)","v":0},{"$f":"IF($D42=\"\",0,(_xlfn.XLOOKUP($D42,Daten!$A$152:$A$154,_xlfn.XLOOKUP(W$6,Daten!$B$151:$M$151,Daten!$B$152:$M$154))\n+IF($G42>_xlfn.XLOOKUP($D42,GI!$C$77:$G$77,GI!$C$80:$G$80),($G42-_xlfn.XLOOKUP($D42,GI!$C$77:$G$77,GI!$C$80:$G$80))/4,0))\n*_xlfn.XLOOKUP(W$6,Daten!$B$151:$M$151,Daten!$B$150:$M$150)*$Q42*24/1000)","v":0},{"$f":"IF($D42=\"\",0,(_xlfn.XLOOKUP($D42,Daten!$A$152:$A$154,_xlfn.XLOOKUP(X$6,Daten!$B$151:$M$151,Daten!$B$152:$M$154))\n+IF($G42>_xlfn.XLOOKUP($D42,GI!$C$77:$G$77,GI!$C$80:$G$80),($G42-_xlfn.XLOOKUP($D42,GI!$C$77:$G$77,GI!$C$80:$G$80))/4,0))\n*_xlfn.XLOOKUP(X$6,Daten!$B$151:$M$151,Daten!$B$150:$M$150)*$Q42*24/1000)","v":0},{"$f":"IF($D42=\"\",0,(_xlfn.XLOOKUP($D42,Daten!$A$152:$A$154,_xlfn.XLOOKUP(Y$6,Daten!$B$151:$M$151,Daten!$B$152:$M$154))\n+IF($G42>_xlfn.XLOOKUP($D42,GI!$C$77:$G$77,GI!$C$80:$G$80),($G42-_xlfn.XLOOKUP($D42,GI!$C$77:$G$77,GI!$C$80:$G$80))/4,0))\n*_xlfn.XLOOKUP(Y$6,Daten!$B$151:$M$151,Daten!$B$150:$M$150)*$Q42*24/1000)","v":0},{"$f":"IF($D42=\"\",0,(_xlfn.XLOOKUP($D42,Daten!$A$152:$A$154,_xlfn.XLOOKUP(Z$6,Daten!$B$151:$M$151,Daten!$B$152:$M$154))\n+IF($G42>_xlfn.XLOOKUP($D42,GI!$C$77:$G$77,GI!$C$80:$G$80),($G42-_xlfn.XLOOKUP($D42,GI!$C$77:$G$77,GI!$C$80:$G$80))/4,0))\n*_xlfn.XLOOKUP(Z$6,Daten!$B$151:$M$151,Daten!$B$150:$M$150)*$Q42*24/1000)","v":0},{"$f":"IF($D42=\"\",0,(_xlfn.XLOOKUP($D42,Daten!$A$152:$A$154,_xlfn.XLOOKUP(AA$6,Daten!$B$151:$M$151,Daten!$B$152:$M$154))\n+IF($G42>_xlfn.XLOOKUP($D42,GI!$C$77:$G$77,GI!$C$80:$G$80),($G42-_xlfn.XLOOKUP($D42,GI!$C$77:$G$77,GI!$C$80:$G$80))/4,0))\n*_xlfn.XLOOKUP(AA$6,Daten!$B$151:$M$151,Daten!$B$150:$M$150)*$Q42*24/1000)","v":0},{"$f":"IF($D42=\"\",0,(_xlfn.XLOOKUP($D42,Daten!$A$152:$A$154,_xlfn.XLOOKUP(AB$6,Daten!$B$151:$M$151,Daten!$B$152:$M$154))\n+IF($G42>_xlfn.XLOOKUP($D42,GI!$C$77:$G$77,GI!$C$80:$G$80),($G42-_xlfn.XLOOKUP($D42,GI!$C$77:$G$77,GI!$C$80:$G$80))/4,0))\n*_xlfn.XLOOKUP(AB$6,Daten!$B$151:$M$151,Daten!$B$150:$M$150)*$Q42*24/1000)","v":0},{"$f":"IF($D42=\"\",0,(_xlfn.XLOOKUP($D42,Daten!$A$152:$A$154,_xlfn.XLOOKUP(AC$6,Daten!$B$151:$M$151,Daten!$B$152:$M$154))\n+IF($G42>_xlfn.XLOOKUP($D42,GI!$C$77:$G$77,GI!$C$80:$G$80),($G42-_xlfn.XLOOKUP($D42,GI!$C$77:$G$77,GI!$C$80:$G$80))/4,0))\n*_xlfn.XLOOKUP(AC$6,Daten!$B$151:$M$151,Daten!$B$150:$M$150)*$Q42*24/1000)","v":0},0]
[]
[null,null,"1.2.1 Fotos, Beschreibungen und Bemerkungen"]
[null,null,"Freitext. "]
[]
[null,null,"1.3 Fenster gg. Aussenluft",{"$nulls":10},"Summe erfasster Flächen [m²]",{"$f":"SUM(E48:E77)","v":0}]
[{"$nulls":16},{"$f":"IF($P$3,P48,E48*F48)","v":0},{"$f":"IF($D48=\"\",0,(_xlfn.XLOOKUP($D48,Daten!$A$152:$A$154,_xlfn.XLOOKUP(R$6,Daten!$B$151:$M$151,Daten!$B$152:$M$154))\n+IF($G48>_xlfn.XLOOKUP($D48,GI!$C$77:$G$77,GI!$C$80:$G$80),($G48-_xlfn.XLOOKUP($D48,GI!$C$77:$G$77,GI!$C$80:$G$80))/4,0))\n*_xlfn.XLOOKUP(R$6,Daten!$B$151:$M$151,Daten!$B$150:$M$150)*$Q48*24/1000)","v":0},{"$f":"IF($D48=\"\",0,(_xlfn.XLOOKUP($D48,Daten!$A$152:$A$154,_xlfn.XLOOKUP(S$6,Daten!$B$151:$M$151,Daten!$B$152:$M$154))\n+IF($G48>_xlfn.XLOOKUP($D48,GI!$C$77:$G$77,GI!$C$80:$G$80),($G48-_xlfn.XLOOKUP($D48,GI!$C$77:$G$77,GI!$C$80:$G$80))/4,0))\n*_xlfn.XLOOKUP(S$6,Daten!$B$151:$M$151,Daten!$B$150:$M$150)*$Q48*24/1000)","v":0},{"$f":"IF($D48=\"\",0,(_xlfn.XLOOKUP($D48,Daten!$A$152:$A$154,_xlfn.XLOOKUP(T$6,Daten!$B$151:$M$151,Daten!$B$152:$M$154))\n+IF($G48>_xlfn.XLOOKUP($D48,GI!$C$77:$G$77,GI!$C$80:$G$80),($G48-_xlfn.XLOOKUP($D48,GI!$C$77:$G$77,GI!$C$80:$G$80))/4,0))\n*_xlfn.XLOOKUP(T$6,Daten!$B$151:$M$151,Daten!$B$150:$M$150)*$Q48*24/1000)","v":0},{"$f":"IF($D48=\"\",0,(_xlfn.XLOOKUP($D48,Daten!$A$152:$A$154,_xlfn.XLOOKUP(U$6,Daten!$B$151:$M$151,Daten!$B$152:$M$154))\n+IF($G48>_xlfn.XLOOKUP($D48,GI!$C$77:$G$77,GI!$C$80:$G$80),($G48-_xlfn.XLOOKUP($D48,GI!$C$77:$G$77,GI!$C$80:$G$80))/4,0))\n*_xlfn.XLOOKUP(U$6,Daten!$B$151:$M$151,Daten!$B$150:$M$150)*$Q48*24/1000)","v":0},{"$f":"IF($D48=\"\",0,(_xlfn.XLOOKUP($D48,Daten!$A$152:$A$154,_xlfn.XLOOKUP(V$6,Daten!$B$151:$M$151,Daten!$B$152:$M$154))\n+IF($G48>_xlfn.XLOOKUP($D48,GI!$C$77:$G$77,GI!$C$80:$G$80),($G48-_xlfn.XLOOKUP($D48,GI!$C$77:$G$77,GI!$C$80:$G$80))/4,0))\n*_xlfn.XLOOKUP(V$6,Daten!$B$151:$M$151,Daten!$B$150:$M$150)*$Q48*24/1000)","v":0},{"$f":"IF($D48=\"\",0,(_xlfn.XLOOKUP($D48,Daten!$A$152:$A$154,_xlfn.XLOOKUP(W$6,Daten!$B$151:$M$151,Daten!$B$152:$M$154))\n+IF($G48>_xlfn.XLOOKUP($D48,GI!$C$77:$G$77,GI!$C$80:$G$80),($G48-_xlfn.XLOOKUP($D48,GI!$C$77:$G$77,GI!$C$80:$G$80))/4,0))\n*_xlfn.XLOOKUP(W$6,Daten!$B$151:$M$151,Daten!$B$150:$M$150)*$Q48*24/1000)","v":0},{"$f":"IF($D48=\"\",0,(_xlfn.XLOOKUP($D48,Daten!$A$152:$A$154,_xlfn.XLOOKUP(X$6,Daten!$B$151:$M$151,Daten!$B$152:$M$154))\n+IF($G48>_xlfn.XLOOKUP($D48,GI!$C$77:$G$77,GI!$C$80:$G$80),($G48-_xlfn.XLOOKUP($D48,GI!$C$77:$G$77,GI!$C$80:$G$80))/4,0))\n*_xlfn.XLOOKUP(X$6,Daten!$B$151:$M$151,Daten!$B$150:$M$150)*$Q48*24/1000)","v":0},{"$f":"IF($D48=\"\",0,(_xlfn.XLOOKUP($D48,Daten!$A$152:$A$154,_xlfn.XLOOKUP(Y$6,Daten!$B$151:$M$151,Daten!$B$152:$M$154))\n+IF($G48>_xlfn.XLOOKUP($D48,GI!$C$77:$G$77,GI!$C$80:$G$80),($G48-_xlfn.XLOOKUP($D48,GI!$C$77:$G$77,GI!$C$80:$G$80))/4,0))\n*_xlfn.XLOOKUP(Y$6,Daten!$B$151:$M$151,Daten!$B$150:$M$150)*$Q48*24/1000)","v":0},{"$f":"IF($D48=\"\",0,(_xlfn.XLOOKUP($D48,Daten!$A$152:$A$154,_xlfn.XLOOKUP(Z$6,Daten!$B$151:$M$151,Daten!$B$152:$M$154))\n+IF($G48>_xlfn.XLOOKUP($D48,GI!$C$77:$G$77,GI!$C$80:$G$80),($G48-_xlfn.XLOOKUP($D48,GI!$C$77:$G$77,GI!$C$80:$G$80))/4,0))\n*_xlfn.XLOOKUP(Z$6,Daten!$B$151:$M$151,Daten!$B$150:$M$150)*$Q48*24/1000)","v":0},{"$f":"IF($D48=\"\",0,(_xlfn.XLOOKUP($D48,Daten!$A$152:$A$154,_xlfn.XLOOKUP(AA$6,Daten!$B$151:$M$151,Daten!$B$152:$M$154))\n+IF($G48>_xlfn.XLOOKUP($D48,GI!$C$77:$G$77,GI!$C$80:$G$80),($G48-_xlfn.XLOOKUP($D48,GI!$C$77:$G$77,GI!$C$80:$G$80))/4,0))\n*_xlfn.XLOOKUP(AA$6,Daten!$B$151:$M$151,Daten!$B$150:$M$150)*$Q48*24/1000)","v":0},{"$f":"IF($D48=\"\",0,(_xlfn.XLOOKUP($D48,Daten!$A$152:$A$154,_xlfn.XLOOKUP(AB$6,Daten!$B$151:$M$151,Daten!$B$152:$M$154))\n+IF($G48>_xlfn.XLOOKUP($D48,GI!$C$77:$G$77,GI!$C$80:$G$80),($G48-_xlfn.XLOOKUP($D48,GI!$C$77:$G$77,GI!$C$80:$G$80))/4,0))\n*_xlfn.XLOOKUP(AB$6,Daten!$B$151:$M$151,Daten!$B$150:$M$150)*$Q48*24/1000)","v":0},{"$f":"IF($D48=\"\",0,(_xlfn.XLOOKUP($D48,Daten!$A$152:$A$154,_xlfn.XLOOKUP(AC$6,Daten!$B$151:$M$151,Daten!$B$152:$M$154))\n+IF($G48>_xlfn.XLOOKUP($D48,GI!$C$77:$G$77,GI!$C$80:$G$80),($G48-_xlfn.XLOOKUP($D48,GI!$C$77:$G$77,GI!$C$80:$G$80))/4,0))\n*_xlfn.XLOOKUP(AC$6,Daten!$B$151:$M$151,Daten!$B$150:$M$150)*$Q48*24/1000)","v":0},{"$f":"SUM(R48:AC48)","v":0},{"$f":"(IF($O48=\"\",0,_xlfn.XLOOKUP($O48,Daten!$A$79:$A$95,Daten!B$79:B$95))*$E48*0.9*$I48\n*IF(ISNUMBER($J48),$J48,0.75)\n*$AV48)","v":{"v":0,"d":"0.00"}},{"$f":"(IF($O48=\"\",0,_xlfn.XLOOKUP($O48,Daten!$A$79:$A$95,Daten!C$79:C$95))*$E48*0.9*$I48\n*IF(ISNUMBER($J48),$J48,0.75)\n*$AV48)","v":{"v":0,"d":"0.00"}},{"$f":"(IF($O48=\"\",0,_xlfn.XLOOKUP($O48,Daten!$A$79:$A$95,Daten!D$79:D$95))*$E48*0.9*$I48\n*IF(ISNUMBER($J48),$J48,0.75)\n*$AV48)","v":{"v":0,"d":"0.00"}},{"$f":"(IF($O48=\"\",0,_xlfn.XLOOKUP($O48,Daten!$A$79:$A$95,Daten!E$79:E$95))*$E48*0.9*$I48\n*IF(ISNUMBER($J48),$J48,0.75)\n*$AV48)","v":{"v":0,"d":"0.00"}},{"$f":"(IF($O48=\"\",0,_xlfn.XLOOKUP($O48,Daten!$A$79:$A$95,Daten!F$79:F$95))*$E48*0.9*$I48\n*IF(ISNUMBER($J48),$J48,0.75)\n*$AV48)","v":{"v":0,"d":"0.00"}},{"$f":"(IF($O48=\"\",0,_xlfn.XLOOKUP($O48,Daten!$A$79:$A$95,Daten!G$79:G$95))*$E48*0.9*$I48\n*IF(ISNUMBER($J48),$J48,0.75)\n*$AV48)","v":{"v":0,"d":"0.00"}},{"$f":"(IF($O48=\"\",0,_xlfn.XLOOKUP($O48,Daten!$A$79:$A$95,Daten!H$79:H$95))*$E48*0.9*$I48\n*IF(ISNUMBER($J48),$J48,0.75)\n*$AV48)","v":{"v":0,"d":"0.00"}},{"$f":"(IF($O48=\"\",0,_xlfn.XLOOKUP($O48,Daten!$A$79:$A$95,Daten!I$79:I$95))*$E48*0.9*$I48\n*IF(ISNUMBER($J48),$J48,0.75)\n*$AV48)","v":{"v":0,"d":"0.00"}},{"$f":"(IF($O48=\"\",0,_xlfn.XLOOKUP($O48,Daten!$A$79:$A$95,Daten!J$79:J$95))*$E48*0.9*$I48\n*IF(ISNUMBER($J48),$J48,0.75)\n*$AV48)","v":{"v":0,"d":"0.00"}},{"$f":"(IF($O48=\"\",0,_xlfn.XLOOKUP($O48,Daten!$A$79:$A$95,Daten!K$79:K$95))*$E48*0.9*$I48\n*IF(ISNUMBER($J48),$J48,0.75)\n*$AV48)","v":{"v":0,"d":"0.00"}},{"$f":"(IF($O48=\"\",0,_xlfn.XLOOKUP($O48,Daten!$A$79:$A$95,Daten!L$79:L$95))*$E48*0.9*$I48\n*IF(ISNUMBER($J48),$J48,0.75)\n*$AV48)","v":{"v":0,"d":"0.00"}},{"$f":"(IF($O48=\"\",0,_xlfn.XLOOKUP($O48,Daten!$A$79:$A$95,Daten!M$79:M$95))*$E48*0.9*$I48\n*IF(ISNUMBER($J48),$J48,0.75)\n*$AV48)","v":{"v":0,"d":"0.00"}},{"$f":"SUM(AE48:AP48)","v":{"v":0,"d":"0.00"}},{"$f":"IFERROR(_xlfn.XLOOKUP(K48,Daten!$C$109:$C$116,_xlfn.XLOOKUP(O48,Daten!$E$108:$U$108,Daten!$E$109:$U$116)),1)","v":{"v":1,"d":"1.00"}},{"$f":"IFERROR(IF(O48=\"H\",1,_xlfn.XLOOKUP(L48,Daten!$C$127:$C$132,_xlfn.XLOOKUP(O48,Daten!$E$126:$U$126,Daten!$E$127:$U$132))),1)","v":{"v":1,"d":"1.00"}},{"$f":"IFERROR(IF(O48=\"H\",1,_xlfn.XLOOKUP(M48,Daten!$C$143:$C$148,_xlfn.XLOOKUP(O48,Daten!$E$142:$U$142,Daten!$E$143:$U$148))),1)","v":{"v":1,"d":"1.00"}},{"$f":"IFERROR(IF(O48=\"H\",1,_xlfn.XLOOKUP(N48,Daten!$C$143:$C$148,_xlfn.XLOOKUP(O48,Daten!$E$142:$U$142,Daten!$E$143:$U$148))),1)","v":{"v":1,"d":"1.00"}},{"$f":"AR48*AS48*AT48*AU48","v":{"v":1,"d":"1.00"}}]
[{"$nulls":16},0,{"$f":"IF($D49=\"\",0,(_xlfn.XLOOKUP($D49,Daten!$A$152:$A$154,_xlfn.XLOOKUP(R$6,Daten!$B$151:$M$151,Daten!$B$152:$M$154))\n+IF($G49>_xlfn.XLOOKUP($D49,GI!$C$77:$G$77,GI!$C$80:$G$80),($G49-_xlfn.XLOOKUP($D49,GI!$C$77:$G$77,GI!$C$80:$G$80))/4,0))\n*_xlfn.XLOOKUP(R$6,Daten!$B$151:$M$151,Daten!$B$150:$M$150)*$Q49*24/1000)","v":0},{"$f":"IF($D49=\"\",0,(_xlfn.XLOOKUP($D49,Daten!$A$152:$A$154,_xlfn.XLOOKUP(S$6,Daten!$B$151:$M$151,Daten!$B$152:$M$154))\n+IF($G49>_xlfn.XLOOKUP($D49,GI!$C$77:$G$77,GI!$C$80:$G$80),($G49-_xlfn.XLOOKUP($D49,GI!$C$77:$G$77,GI!$C$80:$G$80))/4,0))\n*_xlfn.XLOOKUP(S$6,Daten!$B$151:$M$151,Daten!$B$150:$M$150)*$Q49*24/1000)","v":0},{"$f":"IF($D49=\"\",0,(_xlfn.XLOOKUP($D49,Daten!$A$152:$A$154,_xlfn.XLOOKUP(T$6,Daten!$B$151:$M$151,Daten!$B$152:$M$154))\n+IF($G49>_xlfn.XLOOKUP($D49,GI!$C$77:$G$77,GI!$C$80:$G$80),($G49-_xlfn.XLOOKUP($D49,GI!$C$77:$G$77,GI!$C$80:$G$80))/4,0))\n*_xlfn.XLOOKUP(T$6,Daten!$B$151:$M$151,Daten!$B$150:$M$150)*$Q49*24/1000)","v":0},{"$f":"IF($D49=\"\",0,(_xlfn.XLOOKUP($D49,Daten!$A$152:$A$154,_xlfn.XLOOKUP(U$6,Daten!$B$151:$M$151,Daten!$B$152:$M$154))\n+IF($G49>_xlfn.XLOOKUP($D49,GI!$C$77:$G$77,GI!$C$80:$G$80),($G49-_xlfn.XLOOKUP($D49,GI!$C$77:$G$77,GI!$C$80:$G$80))/4,0))\n*_xlfn.XLOOKUP(U$6,Daten!$B$151:$M$151,Daten!$B$150:$M$150)*$Q49*24/1000)","v":0},{"$f":"IF($D49=\"\",0,(_xlfn.XLOOKUP($D49,Daten!$A$152:$A$154,_xlfn.XLOOKUP(V$6,Daten!$B$151:$M$151,Daten!$B$152:$M$154))\n+IF($G49>_xlfn.XLOOKUP($D49,GI!$C$77:$G$77,GI!$C$80:$G$80),($G49-_xlfn.XLOOKUP($D49,GI!$C$77:$G$77,GI!$C$80:$G$80))/4,0))\n*_xlfn.XLOOKUP(V$6,Daten!$B$151:$M$151,Daten!$B$150:$M$150)*$Q49*24/1000)","v":0},{"$f":"IF($D49=\"\",0,(_xlfn.XLOOKUP($D49,Daten!$A$152:$A$154,_xlfn.XLOOKUP(W$6,Daten!$B$151:$M$151,Daten!$B$152:$M$154))\n+IF($G49>_xlfn.XLOOKUP($D49,GI!$C$77:$G$77,GI!$C$80:$G$80),($G49-_xlfn.XLOOKUP($D49,GI!$C$77:$G$77,GI!$C$80:$G$80))/4,0))\n*_xlfn.XLOOKUP(W$6,Daten!$B$151:$M$151,Daten!$B$150:$M$150)*$Q49*24/1000)","v":0},{"$f":"IF($D49=\"\",0,(_xlfn.XLOOKUP($D49,Daten!$A$152:$A$154,_xlfn.XLOOKUP(X$6,Daten!$B$151:$M$151,Daten!$B$152:$M$154))\n+IF($G49>_xlfn.XLOOKUP($D49,GI!$C$77:$G$77,GI!$C$80:$G$80),($G49-_xlfn.XLOOKUP($D49,GI!$C$77:$G$77,GI!$C$80:$G$80))/4,0))\n*_xlfn.XLOOKUP(X$6,Daten!$B$151:$M$151,Daten!$B$150:$M$150)*$Q49*24/1000)","v":0},{"$f":"IF($D49=\"\",0,(_xlfn.XLOOKUP($D49,Daten!$A$152:$A$154,_xlfn.XLOOKUP(Y$6,Daten!$B$151:$M$151,Daten!$B$152:$M$154))\n+IF($G49>_xlfn.XLOOKUP($D49,GI!$C$77:$G$77,GI!$C$80:$G$80),($G49-_xlfn.XLOOKUP($D49,GI!$C$77:$G$77,GI!$C$80:$G$80))/4,0))\n*_xlfn.XLOOKUP(Y$6,Daten!$B$151:$M$151,Daten!$B$150:$M$150)*$Q49*24/1000)","v":0},{"$f":"IF($D49=\"\",0,(_xlfn.XLOOKUP($D49,Daten!$A$152:$A$154,_xlfn.XLOOKUP(Z$6,Daten!$B$151:$M$151,Daten!$B$152:$M$154))\n+IF($G49>_xlfn.XLOOKUP($D49,GI!$C$77:$G$77,GI!$C$80:$G$80),($G49-_xlfn.XLOOKUP($D49,GI!$C$77:$G$77,GI!$C$80:$G$80))/4,0))\n*_xlfn.XLOOKUP(Z$6,Daten!$B$151:$M$151,Daten!$B$150:$M$150)*$Q49*24/1000)","v":0},{"$f":"IF($D49=\"\",0,(_xlfn.XLOOKUP($D49,Daten!$A$152:$A$154,_xlfn.XLOOKUP(AA$6,Daten!$B$151:$M$151,Daten!$B$152:$M$154))\n+IF($G49>_xlfn.XLOOKUP($D49,GI!$C$77:$G$77,GI!$C$80:$G$80),($G49-_xlfn.XLOOKUP($D49,GI!$C$77:$G$77,GI!$C$80:$G$80))/4,0))\n*_xlfn.XLOOKUP(AA$6,Daten!$B$151:$M$151,Daten!$B$150:$M$150)*$Q49*24/1000)","v":0},{"$f":"IF($D49=\"\",0,(_xlfn.XLOOKUP($D49,Daten!$A$152:$A$154,_xlfn.XLOOKUP(AB$6,Daten!$B$151:$M$151,Daten!$B$152:$M$154))\n+IF($G49>_xlfn.XLOOKUP($D49,GI!$C$77:$G$77,GI!$C$80:$G$80),($G49-_xlfn.XLOOKUP($D49,GI!$C$77:$G$77,GI!$C$80:$G$80))/4,0))\n*_xlfn.XLOOKUP(AB$6,Daten!$B$151:$M$151,Daten!$B$150:$M$150)*$Q49*24/1000)","v":0},{"$f":"IF($D49=\"\",0,(_xlfn.XLOOKUP($D49,Daten!$A$152:$A$154,_xlfn.XLOOKUP(AC$6,Daten!$B$151:$M$151,Daten!$B$152:$M$154))\n+IF($G49>_xlfn.XLOOKUP($D49,GI!$C$77:$G$77,GI!$C$80:$G$80),($G49-_xlfn.XLOOKUP($D49,GI!$C$77:$G$77,GI!$C$80:$G$80))/4,0))\n*_xlfn.XLOOKUP(AC$6,Daten!$B$151:$M$151,Daten!$B$150:$M$150)*$Q49*24/1000)","v":0},0,{"$f":"(IF($O49=\"\",0,_xlfn.XLOOKUP($O49,Daten!$A$79:$A$95,Daten!B$79:B$95))*$E49*0.9*$I49\n*IF(ISNUMBER($J49),$J49,0.75)\n*$AV49)","v":{"v":0,"d":"0.00"}},{"$f":"(IF($O49=\"\",0,_xlfn.XLOOKUP($O49,Daten!$A$79:$A$95,Daten!C$79:C$95))*$E49*0.9*$I49\n*IF(ISNUMBER($J49),$J49,0.75)\n*$AV49)","v":{"v":0,"d":"0.00"}},{"$f":"(IF($O49=\"\",0,_xlfn.XLOOKUP($O49,Daten!$A$79:$A$95,Daten!D$79:D$95))*$E49*0.9*$I49\n*IF(ISNUMBER($J49),$J49,0.75)\n*$AV49)","v":{"v":0,"d":"0.00"}},{"$f":"(IF($O49=\"\",0,_xlfn.XLOOKUP($O49,Daten!$A$79:$A$95,Daten!E$79:E$95))*$E49*0.9*$I49\n*IF(ISNUMBER($J49),$J49,0.75)\n*$AV49)","v":{"v":0,"d":"0.00"}},{"$f":"(IF($O49=\"\",0,_xlfn.XLOOKUP($O49,Daten!$A$79:$A$95,Daten!F$79:F$95))*$E49*0.9*$I49\n*IF(ISNUMBER($J49),$J49,0.75)\n*$AV49)","v":{"v":0,"d":"0.00"}},{"$f":"(IF($O49=\"\",0,_xlfn.XLOOKUP($O49,Daten!$A$79:$A$95,Daten!G$79:G$95))*$E49*0.9*$I49\n*IF(ISNUMBER($J49),$J49,0.75)\n*$AV49)","v":{"v":0,"d":"0.00"}},{"$f":"(IF($O49=\"\",0,_xlfn.XLOOKUP($O49,Daten!$A$79:$A$95,Daten!H$79:H$95))*$E49*0.9*$I49\n*IF(ISNUMBER($J49),$J49,0.75)\n*$AV49)","v":{"v":0,"d":"0.00"}},{"$f":"(IF($O49=\"\",0,_xlfn.XLOOKUP($O49,Daten!$A$79:$A$95,Daten!I$79:I$95))*$E49*0.9*$I49\n*IF(ISNUMBER($J49),$J49,0.75)\n*$AV49)","v":{"v":0,"d":"0.00"}},{"$f":"(IF($O49=\"\",0,_xlfn.XLOOKUP($O49,Daten!$A$79:$A$95,Daten!J$79:J$95))*$E49*0.9*$I49\n*IF(ISNUMBER($J49),$J49,0.75)\n*$AV49)","v":{"v":0,"d":"0.00"}},{"$f":"(IF($O49=\"\",0,_xlfn.XLOOKUP($O49,Daten!$A$79:$A$95,Daten!K$79:K$95))*$E49*0.9*$I49\n*IF(ISNUMBER($J49),$J49,0.75)\n*$AV49)","v":{"v":0,"d":"0.00"}},{"$f":"(IF($O49=\"\",0,_xlfn.XLOOKUP($O49,Daten!$A$79:$A$95,Daten!L$79:L$95))*$E49*0.9*$I49\n*IF(ISNUMBER($J49),$J49,0.75)\n*$AV49)","v":{"v":0,"d":"0.00"}},{"$f":"(IF($O49=\"\",0,_xlfn.XLOOKUP($O49,Daten!$A$79:$A$95,Daten!M$79:M$95))*$E49*0.9*$I49\n*IF(ISNUMBER($J49),$J49,0.75)\n*$AV49)","v":{"v":0,"d":"0.00"}},{"$f":"SUM(AE49:AP49)","v":{"v":0,"d":"0.00"}},{"$f":"IFERROR(_xlfn.XLOOKUP(K49,Daten!$C$109:$C$116,_xlfn.XLOOKUP(O49,Daten!$E$108:$U$108,Daten!$E$109:$U$116)),1)","v":{"v":1,"d":"1.00"}},{"$f":"IFERROR(IF(O49=\"H\",1,_xlfn.XLOOKUP(L49,Daten!$C$127:$C$132,_xlfn.XLOOKUP(O49,Daten!$E$126:$U$126,Daten!$E$127:$U$132))),1)","v":{"v":1,"d":"1.00"}},{"$f":"IFERROR(IF(O49=\"H\",1,_xlfn.XLOOKUP(M49,Daten!$C$143:$C$148,_xlfn.XLOOKUP(O49,Daten!$E$142:$U$142,Daten!$E$143:$U$148))),1)","v":{"v":1,"d":"1.00"}},{"$f":"IFERROR(IF(O49=\"H\",1,_xlfn.XLOOKUP(N49,Daten!$C$143:$C$148,_xlfn.XLOOKUP(O49,Daten!$E$142:$U$142,Daten!$E$143:$U$148))),1)","v":{"v":1,"d":"1.00"}},{"$f":"AR49*AS49*AT49*AU49","v":{"v":1,"d":"1.00"}}]
[{"$nulls":16},0,{"$f":"IF($D50=\"\",0,(_xlfn.XLOOKUP($D50,Daten!$A$152:$A$154,_xlfn.XLOOKUP(R$6,Daten!$B$151:$M$151,Daten!$B$152:$M$154))\n+IF($G50>_xlfn.XLOOKUP($D50,GI!$C$77:$G$77,GI!$C$80:$G$80),($G50-_xlfn.XLOOKUP($D50,GI!$C$77:$G$77,GI!$C$80:$G$80))/4,0))\n*_xlfn.XLOOKUP(R$6,Daten!$B$151:$M$151,Daten!$B$150:$M$150)*$Q50*24/1000)","v":0},{"$f":"IF($D50=\"\",0,(_xlfn.XLOOKUP($D50,Daten!$A$152:$A$154,_xlfn.XLOOKUP(S$6,Daten!$B$151:$M$151,Daten!$B$152:$M$154))\n+IF($G50>_xlfn.XLOOKUP($D50,GI!$C$77:$G$77,GI!$C$80:$G$80),($G50-_xlfn.XLOOKUP($D50,GI!$C$77:$G$77,GI!$C$80:$G$80))/4,0))\n*_xlfn.XLOOKUP(S$6,Daten!$B$151:$M$151,Daten!$B$150:$M$150)*$Q50*24/1000)","v":0},{"$f":"IF($D50=\"\",0,(_xlfn.XLOOKUP($D50,Daten!$A$152:$A$154,_xlfn.XLOOKUP(T$6,Daten!$B$151:$M$151,Daten!$B$152:$M$154))\n+IF($G50>_xlfn.XLOOKUP($D50,GI!$C$77:$G$77,GI!$C$80:$G$80),($G50-_xlfn.XLOOKUP($D50,GI!$C$77:$G$77,GI!$C$80:$G$80))/4,0))\n*_xlfn.XLOOKUP(T$6,Daten!$B$151:$M$151,Daten!$B$150:$M$150)*$Q50*24/1000)","v":0},{"$f":"IF($D50=\"\",0,(_xlfn.XLOOKUP($D50,Daten!$A$152:$A$154,_xlfn.XLOOKUP(U$6,Daten!$B$151:$M$151,Daten!$B$152:$M$154))\n+IF($G50>_xlfn.XLOOKUP($D50,GI!$C$77:$G$77,GI!$C$80:$G$80),($G50-_xlfn.XLOOKUP($D50,GI!$C$77:$G$77,GI!$C$80:$G$80))/4,0))\n*_xlfn.XLOOKUP(U$6,Daten!$B$151:$M$151,Daten!$B$150:$M$150)*$Q50*24/1000)","v":0},{"$f":"IF($D50=\"\",0,(_xlfn.XLOOKUP($D50,Daten!$A$152:$A$154,_xlfn.XLOOKUP(V$6,Daten!$B$151:$M$151,Daten!$B$152:$M$154))\n+IF($G50>_xlfn.XLOOKUP($D50,GI!$C$77:$G$77,GI!$C$80:$G$80),($G50-_xlfn.XLOOKUP($D50,GI!$C$77:$G$77,GI!$C$80:$G$80))/4,0))\n*_xlfn.XLOOKUP(V$6,Daten!$B$151:$M$151,Daten!$B$150:$M$150)*$Q50*24/1000)","v":0},{"$f":"IF($D50=\"\",0,(_xlfn.XLOOKUP($D50,Daten!$A$152:$A$154,_xlfn.XLOOKUP(W$6,Daten!$B$151:$M$151,Daten!$B$152:$M$154))\n+IF($G50>_xlfn.XLOOKUP($D50,GI!$C$77:$G$77,GI!$C$80:$G$80),($G50-_xlfn.XLOOKUP($D50,GI!$C$77:$G$77,GI!$C$80:$G$80))/4,0))\n*_xlfn.XLOOKUP(W$6,Daten!$B$151:$M$151,Daten!$B$150:$M$150)*$Q50*24/1000)","v":0},{"$f":"IF($D50=\"\",0,(_xlfn.XLOOKUP($D50,Daten!$A$152:$A$154,_xlfn.XLOOKUP(X$6,Daten!$B$151:$M$151,Daten!$B$152:$M$154))\n+IF($G50>_xlfn.XLOOKUP($D50,GI!$C$77:$G$77,GI!$C$80:$G$80),($G50-_xlfn.XLOOKUP($D50,GI!$C$77:$G$77,GI!$C$80:$G$80))/4,0))\n*_xlfn.XLOOKUP(X$6,Daten!$B$151:$M$151,Daten!$B$150:$M$150)*$Q50*24/1000)","v":0},{"$f":"IF($D50=\"\",0,(_xlfn.XLOOKUP($D50,Daten!$A$152:$A$154,_xlfn.XLOOKUP(Y$6,Daten!$B$151:$M$151,Daten!$B$152:$M$154))\n+IF($G50>_xlfn.XLOOKUP($D50,GI!$C$77:$G$77,GI!$C$80:$G$80),($G50-_xlfn.XLOOKUP($D50,GI!$C$77:$G$77,GI!$C$80:$G$80))/4,0))\n*_xlfn.XLOOKUP(Y$6,Daten!$B$151:$M$151,Daten!$B$150:$M$150)*$Q50*24/1000)","v":0},{"$f":"IF($D50=\"\",0,(_xlfn.XLOOKUP($D50,Daten!$A$152:$A$154,_xlfn.XLOOKUP(Z$6,Daten!$B$151:$M$151,Daten!$B$152:$M$154))\n+IF($G50>_xlfn.XLOOKUP($D50,GI!$C$77:$G$77,GI!$C$80:$G$80),($G50-_xlfn.XLOOKUP($D50,GI!$C$77:$G$77,GI!$C$80:$G$80))/4,0))\n*_xlfn.XLOOKUP(Z$6,Daten!$B$151:$M$151,Daten!$B$150:$M$150)*$Q50*24/1000)","v":0},{"$f":"IF($D50=\"\",0,(_xlfn.XLOOKUP($D50,Daten!$A$152:$A$154,_xlfn.XLOOKUP(AA$6,Daten!$B$151:$M$151,Daten!$B$152:$M$154))\n+IF($G50>_xlfn.XLOOKUP($D50,GI!$C$77:$G$77,GI!$C$80:$G$80),($G50-_xlfn.XLOOKUP($D50,GI!$C$77:$G$77,GI!$C$80:$G$80))/4,0))\n*_xlfn.XLOOKUP(AA$6,Daten!$B$151:$M$151,Daten!$B$150:$M$150)*$Q50*24/1000)","v":0},{"$f":"IF($D50=\"\",0,(_xlfn.XLOOKUP($D50,Daten!$A$152:$A$154,_xlfn.XLOOKUP(AB$6,Daten!$B$151:$M$151,Daten!$B$152:$M$154))\n+IF($G50>_xlfn.XLOOKUP($D50,GI!$C$77:$G$77,GI!$C$80:$G$80),($G50-_xlfn.XLOOKUP($D50,GI!$C$77:$G$77,GI!$C$80:$G$80))/4,0))\n*_xlfn.XLOOKUP(AB$6,Daten!$B$151:$M$151,Daten!$B$150:$M$150)*$Q50*24/1000)","v":0},{"$f":"IF($D50=\"\",0,(_xlfn.XLOOKUP($D50,Daten!$A$152:$A$154,_xlfn.XLOOKUP(AC$6,Daten!$B$151:$M$151,Daten!$B$152:$M$154))\n+IF($G50>_xlfn.XLOOKUP($D50,GI!$C$77:$G$77,GI!$C$80:$G$80),($G50-_xlfn.XLOOKUP($D50,GI!$C$77:$G$77,GI!$C$80:$G$80))/4,0))\n*_xlfn.XLOOKUP(AC$6,Daten!$B$151:$M$151,Daten!$B$150:$M$150)*$Q50*24/1000)","v":0},0,{"$f":"(IF($O50=\"\",0,_xlfn.XLOOKUP($O50,Daten!$A$79:$A$95,Daten!B$79:B$95))*$E50*0.9*$I50\n*IF(ISNUMBER($J50),$J50,0.75)\n*$AV50)","v":{"v":0,"d":"0.00"}},{"$f":"(IF($O50=\"\",0,_xlfn.XLOOKUP($O50,Daten!$A$79:$A$95,Daten!C$79:C$95))*$E50*0.9*$I50\n*IF(ISNUMBER($J50),$J50,0.75)\n*$AV50)","v":{"v":0,"d":"0.00"}},{"$f":"(IF($O50=\"\",0,_xlfn.XLOOKUP($O50,Daten!$A$79:$A$95,Daten!D$79:D$95))*$E50*0.9*$I50\n*IF(ISNUMBER($J50),$J50,0.75)\n*$AV50)","v":{"v":0,"d":"0.00"}},{"$f":"(IF($O50=\"\",0,_xlfn.XLOOKUP($O50,Daten!$A$79:$A$95,Daten!E$79:E$95))*$E50*0.9*$I50\n*IF(ISNUMBER($J50),$J50,0.75)\n*$AV50)","v":{"v":0,"d":"0.00"}},{"$f":"(IF($O50=\"\",0,_xlfn.XLOOKUP($O50,Daten!$A$79:$A$95,Daten!F$79:F$95))*$E50*0.9*$I50\n*IF(ISNUMBER($J50),$J50,0.75)\n*$AV50)","v":{"v":0,"d":"0.00"}},{"$f":"(IF($O50=\"\",0,_xlfn.XLOOKUP($O50,Daten!$A$79:$A$95,Daten!G$79:G$95))*$E50*0.9*$I50\n*IF(ISNUMBER($J50),$J50,0.75)\n*$AV50)","v":{"v":0,"d":"0.00"}},{"$f":"(IF($O50=\"\",0,_xlfn.XLOOKUP($O50,Daten!$A$79:$A$95,Daten!H$79:H$95))*$E50*0.9*$I50\n*IF(ISNUMBER($J50),$J50,0.75)\n*$AV50)","v":{"v":0,"d":"0.00"}},{"$f":"(IF($O50=\"\",0,_xlfn.XLOOKUP($O50,Daten!$A$79:$A$95,Daten!I$79:I$95))*$E50*0.9*$I50\n*IF(ISNUMBER($J50),$J50,0.75)\n*$AV50)","v":{"v":0,"d":"0.00"}},{"$f":"(IF($O50=\"\",0,_xlfn.XLOOKUP($O50,Daten!$A$79:$A$95,Daten!J$79:J$95))*$E50*0.9*$I50\n*IF(ISNUMBER($J50),$J50,0.75)\n*$AV50)","v":{"v":0,"d":"0.00"}},{"$f":"(IF($O50=\"\",0,_xlfn.XLOOKUP($O50,Daten!$A$79:$A$95,Daten!K$79:K$95))*$E50*0.9*$I50\n*IF(ISNUMBER($J50),$J50,0.75)\n*$AV50)","v":{"v":0,"d":"0.00"}},{"$f":"(IF($O50=\"\",0,_xlfn.XLOOKUP($O50,Daten!$A$79:$A$95,Daten!L$79:L$95))*$E50*0.9*$I50\n*IF(ISNUMBER($J50),$J50,0.75)\n*$AV50)","v":{"v":0,"d":"0.00"}},{"$f":"(IF($O50=\"\",0,_xlfn.XLOOKUP($O50,Daten!$A$79:$A$95,Daten!M$79:M$95))*$E50*0.9*$I50\n*IF(ISNUMBER($J50),$J50,0.75)\n*$AV50)","v":{"v":0,"d":"0.00"}},{"v":0,"d":"0.00"},{"$f":"IFERROR(_xlfn.XLOOKUP(K50,Daten!$C$109:$C$116,_xlfn.XLOOKUP(O50,Daten!$E$108:$U$108,Daten!$E$109:$U$116)),1)","v":{"v":1,"d":"1.00"}},{"$f":"IFERROR(IF(O50=\"H\",1,_xlfn.XLOOKUP(L50,Daten!$C$127:$C$132,_xlfn.XLOOKUP(O50,Daten!$E$126:$U$126,Daten!$E$127:$U$132))),1)","v":{"v":1,"d":"1.00"}},{"$f":"IFERROR(IF(O50=\"H\",1,_xlfn.XLOOKUP(M50,Daten!$C$143:$C$148,_xlfn.XLOOKUP(O50,Daten!$E$142:$U$142,Daten!$E$143:$U$148))),1)","v":{"v":1,"d":"1.00"}},{"$f":"IFERROR(IF(O50=\"H\",1,_xlfn.XLOOKUP(N50,Daten!$C$143:$C$148,_xlfn.XLOOKUP(O50,Daten!$E$142:$U$142,Daten!$E$143:$U$148))),1)","v":{"v":1,"d":"1.00"}},{"v":1,"d":"1.00"}]
[{"$nulls":16},0,{"$f":"IF($D51=\"\",0,(_xlfn.XLOOKUP($D51,Daten!$A$152:$A$154,_xlfn.XLOOKUP(R$6,Daten!$B$151:$M$151,Daten!$B$152:$M$154))\n+IF($G51>_xlfn.XLOOKUP($D51,GI!$C$77:$G$77,GI!$C$80:$G$80),($G51-_xlfn.XLOOKUP($D51,GI!$C$77:$G$77,GI!$C$80:$G$80))/4,0))\n*_xlfn.XLOOKUP(R$6,Daten!$B$151:$M$151,Daten!$B$150:$M$150)*$Q51*24/1000)","v":0},{"$f":"IF($D51=\"\",0,(_xlfn.XLOOKUP($D51,Daten!$A$152:$A$154,_xlfn.XLOOKUP(S$6,Daten!$B$151:$M$151,Daten!$B$152:$M$154))\n+IF($G51>_xlfn.XLOOKUP($D51,GI!$C$77:$G$77,GI!$C$80:$G$80),($G51-_xlfn.XLOOKUP($D51,GI!$C$77:$G$77,GI!$C$80:$G$80))/4,0))\n*_xlfn.XLOOKUP(S$6,Daten!$B$151:$M$151,Daten!$B$150:$M$150)*$Q51*24/1000)","v":0},{"$f":"IF($D51=\"\",0,(_xlfn.XLOOKUP($D51,Daten!$A$152:$A$154,_xlfn.XLOOKUP(T$6,Daten!$B$151:$M$151,Daten!$B$152:$M$154))\n+IF($G51>_xlfn.XLOOKUP($D51,GI!$C$77:$G$77,GI!$C$80:$G$80),($G51-_xlfn.XLOOKUP($D51,GI!$C$77:$G$77,GI!$C$80:$G$80))/4,0))\n*_xlfn.XLOOKUP(T$6,Daten!$B$151:$M$151,Daten!$B$150:$M$150)*$Q51*24/1000)","v":0},{"$f":"IF($D51=\"\",0,(_xlfn.XLOOKUP($D51,Daten!$A$152:$A$154,_xlfn.XLOOKUP(U$6,Daten!$B$151:$M$151,Daten!$B$152:$M$154))\n+IF($G51>_xlfn.XLOOKUP($D51,GI!$C$77:$G$77,GI!$C$80:$G$80),($G51-_xlfn.XLOOKUP($D51,GI!$C$77:$G$77,GI!$C$80:$G$80))/4,0))\n*_xlfn.XLOOKUP(U$6,Daten!$B$151:$M$151,Daten!$B$150:$M$150)*$Q51*24/1000)","v":0},{"$f":"IF($D51=\"\",0,(_xlfn.XLOOKUP($D51,Daten!$A$152:$A$154,_xlfn.XLOOKUP(V$6,Daten!$B$151:$M$151,Daten!$B$152:$M$154))\n+IF($G51>_xlfn.XLOOKUP($D51,GI!$C$77:$G$77,GI!$C$80:$G$80),($G51-_xlfn.XLOOKUP($D51,GI!$C$77:$G$77,GI!$C$80:$G$80))/4,0))\n*_xlfn.XLOOKUP(V$6,Daten!$B$151:$M$151,Daten!$B$150:$M$150)*$Q51*24/1000)","v":0},{"$f":"IF($D51=\"\",0,(_xlfn.XLOOKUP($D51,Daten!$A$152:$A$154,_xlfn.XLOOKUP(W$6,Daten!$B$151:$M$151,Daten!$B$152:$M$154))\n+IF($G51>_xlfn.XLOOKUP($D51,GI!$C$77:$G$77,GI!$C$80:$G$80),($G51-_xlfn.XLOOKUP($D51,GI!$C$77:$G$77,GI!$C$80:$G$80))/4,0))\n*_xlfn.XLOOKUP(W$6,Daten!$B$151:$M$151,Daten!$B$150:$M$150)*$Q51*24/1000)","v":0},{"$f":"IF($D51=\"\",0,(_xlfn.XLOOKUP($D51,Daten!$A$152:$A$154,_xlfn.XLOOKUP(X$6,Daten!$B$151:$M$151,Daten!$B$152:$M$154))\n+IF($G51>_xlfn.XLOOKUP($D51,GI!$C$77:$G$77,GI!$C$80:$G$80),($G51-_xlfn.XLOOKUP($D51,GI!$C$77:$G$77,GI!$C$80:$G$80))/4,0))\n*_xlfn.XLOOKUP(X$6,Daten!$B$151:$M$151,Daten!$B$150:$M$150)*$Q51*24/1000)","v":0},{"$f":"IF($D51=\"\",0,(_xlfn.XLOOKUP($D51,Daten!$A$152:$A$154,_xlfn.XLOOKUP(Y$6,Daten!$B$151:$M$151,Daten!$B$152:$M$154))\n+IF($G51>_xlfn.XLOOKUP($D51,GI!$C$77:$G$77,GI!$C$80:$G$80),($G51-_xlfn.XLOOKUP($D51,GI!$C$77:$G$77,GI!$C$80:$G$80))/4,0))\n*_xlfn.XLOOKUP(Y$6,Daten!$B$151:$M$151,Daten!$B$150:$M$150)*$Q51*24/1000)","v":0},{"$f":"IF($D51=\"\",0,(_xlfn.XLOOKUP($D51,Daten!$A$152:$A$154,_xlfn.XLOOKUP(Z$6,Daten!$B$151:$M$151,Daten!$B$152:$M$154))\n+IF($G51>_xlfn.XLOOKUP($D51,GI!$C$77:$G$77,GI!$C$80:$G$80),($G51-_xlfn.XLOOKUP($D51,GI!$C$77:$G$77,GI!$C$80:$G$80))/4,0))\n*_xlfn.XLOOKUP(Z$6,Daten!$B$151:$M$151,Daten!$B$150:$M$150)*$Q51*24/1000)","v":0},{"$f":"IF($D51=\"\",0,(_xlfn.XLOOKUP($D51,Daten!$A$152:$A$154,_xlfn.XLOOKUP(AA$6,Daten!$B$151:$M$151,Daten!$B$152:$M$154))\n+IF($G51>_xlfn.XLOOKUP($D51,GI!$C$77:$G$77,GI!$C$80:$G$80),($G51-_xlfn.XLOOKUP($D51,GI!$C$77:$G$77,GI!$C$80:$G$80))/4,0))\n*_xlfn.XLOOKUP(AA$6,Daten!$B$151:$M$151,Daten!$B$150:$M$150)*$Q51*24/1000)","v":0},{"$f":"IF($D51=\"\",0,(_xlfn.XLOOKUP($D51,Daten!$A$152:$A$154,_xlfn.XLOOKUP(AB$6,Daten!$B$151:$M$151,Daten!$B$152:$M$154))\n+IF($G51>_xlfn.XLOOKUP($D51,GI!$C$77:$G$77,GI!$C$80:$G$80),($G51-_xlfn.XLOOKUP($D51,GI!$C$77:$G$77,GI!$C$80:$G$80))/4,0))\n*_xlfn.XLOOKUP(AB$6,Daten!$B$151:$M$151,Daten!$B$150:$M$150)*$Q51*24/1000)","v":0},{"$f":"IF($D51=\"\",0,(_xlfn.XLOOKUP($D51,Daten!$A$152:$A$154,_xlfn.XLOOKUP(AC$6,Daten!$B$151:$M$151,Daten!$B$152:$M$154))\n+IF($G51>_xlfn.XLOOKUP($D51,GI!$C$77:$G$77,GI!$C$80:$G$80),($G51-_xlfn.XLOOKUP($D51,GI!$C$77:$G$77,GI!$C$80:$G$80))/4,0))\n*_xlfn.XLOOKUP(AC$6,Daten!$B$151:$M$151,Daten!$B$150:$M$150)*$Q51*24/1000)","v":0},0,{"$f":"(IF($O51=\"\",0,_xlfn.XLOOKUP($O51,Daten!$A$79:$A$95,Daten!B$79:B$95))*$E51*0.9*$I51\n*IF(ISNUMBER($J51),$J51,0.75)\n*$AV51)","v":{"v":0,"d":"0.00"}},{"$f":"(IF($O51=\"\",0,_xlfn.XLOOKUP($O51,Daten!$A$79:$A$95,Daten!C$79:C$95))*$E51*0.9*$I51\n*IF(ISNUMBER($J51),$J51,0.75)\n*$AV51)","v":{"v":0,"d":"0.00"}},{"$f":"(IF($O51=\"\",0,_xlfn.XLOOKUP($O51,Daten!$A$79:$A$95,Daten!D$79:D$95))*$E51*0.9*$I51\n*IF(ISNUMBER($J51),$J51,0.75)\n*$AV51)","v":{"v":0,"d":"0.00"}},{"$f":"(IF($O51=\"\",0,_xlfn.XLOOKUP($O51,Daten!$A$79:$A$95,Daten!E$79:E$95))*$E51*0.9*$I51\n*IF(ISNUMBER($J51),$J51,0.75)\n*$AV51)","v":{"v":0,"d":"0.00"}},{"$f":"(IF($O51=\"\",0,_xlfn.XLOOKUP($O51,Daten!$A$79:$A$95,Daten!F$79:F$95))*$E51*0.9*$I51\n*IF(ISNUMBER($J51),$J51,0.75)\n*$AV51)","v":{"v":0,"d":"0.00"}},{"$f":"(IF($O51=\"\",0,_xlfn.XLOOKUP($O51,Daten!$A$79:$A$95,Daten!G$79:G$95))*$E51*0.9*$I51\n*IF(ISNUMBER($J51),$J51,0.75)\n*$AV51)","v":{"v":0,"d":"0.00"}},{"$f":"(IF($O51=\"\",0,_xlfn.XLOOKUP($O51,Daten!$A$79:$A$95,Daten!H$79:H$95))*$E51*0.9*$I51\n*IF(ISNUMBER($J51),$J51,0.75)\n*$AV51)","v":{"v":0,"d":"0.00"}},{"$f":"(IF($O51=\"\",0,_xlfn.XLOOKUP($O51,Daten!$A$79:$A$95,Daten!I$79:I$95))*$E51*0.9*$I51\n*IF(ISNUMBER($J51),$J51,0.75)\n*$AV51)","v":{"v":0,"d":"0.00"}},{"$f":"(IF($O51=\"\",0,_xlfn.XLOOKUP($O51,Daten!$A$79:$A$95,Daten!J$79:J$95))*$E51*0.9*$I51\n*IF(ISNUMBER($J51),$J51,0.75)\n*$AV51)","v":{"v":0,"d":"0.00"}},{"$f":"(IF($O51=\"\",0,_xlfn.XLOOKUP($O51,Daten!$A$79:$A$95,Daten!K$79:K$95))*$E51*0.9*$I51\n*IF(ISNUMBER($J51),$J51,0.75)\n*$AV51)","v":{"v":0,"d":"0.00"}},{"$f":"(IF($O51=\"\",0,_xlfn.XLOOKUP($O51,Daten!$A$79:$A$95,Daten!L$79:L$95))*$E51*0.9*$I51\n*IF(ISNUMBER($J51),$J51,0.75)\n*$AV51)","v":{"v":0,"d":"0.00"}},{"$f":"(IF($O51=\"\",0,_xlfn.XLOOKUP($O51,Daten!$A$79:$A$95,Daten!M$79:M$95))*$E51*0.9*$I51\n*IF(ISNUMBER($J51),$J51,0.75)\n*$AV51)","v":{"v":0,"d":"0.00"}},{"v":0,"d":"0.00"},{"$f":"IFERROR(_xlfn.XLOOKUP(K51,Daten!$C$109:$C$116,_xlfn.XLOOKUP(O51,Daten!$E$108:$U$108,Daten!$E$109:$U$116)),1)","v":{"v":1,"d":"1.00"}},{"$f":"IFERROR(IF(O51=\"H\",1,_xlfn.XLOOKUP(L51,Daten!$C$127:$C$132,_xlfn.XLOOKUP(O51,Daten!$E$126:$U$126,Daten!$E$127:$U$132))),1)","v":{"v":1,"d":"1.00"}},{"$f":"IFERROR(IF(O51=\"H\",1,_xlfn.XLOOKUP(M51,Daten!$C$143:$C$148,_xlfn.XLOOKUP(O51,Daten!$E$142:$U$142,Daten!$E$143:$U$148))),1)","v":{"v":1,"d":"1.00"}},{"$f":"IFERROR(IF(O51=\"H\",1,_xlfn.XLOOKUP(N51,Daten!$C$143:$C$148,_xlfn.XLOOKUP(O51,Daten!$E$142:$U$142,Daten!$E$143:$U$148))),1)","v":{"v":1,"d":"1.00"}},{"v":1,"d":"1.00"}]
[{"$nulls":16},0,{"$f":"IF($D52=\"\",0,(_xlfn.XLOOKUP($D52,Daten!$A$152:$A$154,_xlfn.XLOOKUP(R$6,Daten!$B$151:$M$151,Daten!$B$152:$M$154))\n+IF($G52>_xlfn.XLOOKUP($D52,GI!$C$77:$G$77,GI!$C$80:$G$80),($G52-_xlfn.XLOOKUP($D52,GI!$C$77:$G$77,GI!$C$80:$G$80))/4,0))\n*_xlfn.XLOOKUP(R$6,Daten!$B$151:$M$151,Daten!$B$150:$M$150)*$Q52*24/1000)","v":0},{"$f":"IF($D52=\"\",0,(_xlfn.XLOOKUP($D52,Daten!$A$152:$A$154,_xlfn.XLOOKUP(S$6,Daten!$B$151:$M$151,Daten!$B$152:$M$154))\n+IF($G52>_xlfn.XLOOKUP($D52,GI!$C$77:$G$77,GI!$C$80:$G$80),($G52-_xlfn.XLOOKUP($D52,GI!$C$77:$G$77,GI!$C$80:$G$80))/4,0))\n*_xlfn.XLOOKUP(S$6,Daten!$B$151:$M$151,Daten!$B$150:$M$150)*$Q52*24/1000)","v":0},{"$f":"IF($D52=\"\",0,(_xlfn.XLOOKUP($D52,Daten!$A$152:$A$154,_xlfn.XLOOKUP(T$6,Daten!$B$151:$M$151,Daten!$B$152:$M$154))\n+IF($G52>_xlfn.XLOOKUP($D52,GI!$C$77:$G$77,GI!$C$80:$G$80),($G52-_xlfn.XLOOKUP($D52,GI!$C$77:$G$77,GI!$C$80:$G$80))/4,0))\n*_xlfn.XLOOKUP(T$6,Daten!$B$151:$M$151,Daten!$B$150:$M$150)*$Q52*24/1000)","v":0},{"$f":"IF($D52=\"\",0,(_xlfn.XLOOKUP($D52,Daten!$A$152:$A$154,_xlfn.XLOOKUP(U$6,Daten!$B$151:$M$151,Daten!$B$152:$M$154))\n+IF($G52>_xlfn.XLOOKUP($D52,GI!$C$77:$G$77,GI!$C$80:$G$80),($G52-_xlfn.XLOOKUP($D52,GI!$C$77:$G$77,GI!$C$80:$G$80))/4,0))\n*_xlfn.XLOOKUP(U$6,Daten!$B$151:$M$151,Daten!$B$150:$M$150)*$Q52*24/1000)","v":0},{"$f":"IF($D52=\"\",0,(_xlfn.XLOOKUP($D52,Daten!$A$152:$A$154,_xlfn.XLOOKUP(V$6,Daten!$B$151:$M$151,Daten!$B$152:$M$154))\n+IF($G52>_xlfn.XLOOKUP($D52,GI!$C$77:$G$77,GI!$C$80:$G$80),($G52-_xlfn.XLOOKUP($D52,GI!$C$77:$G$77,GI!$C$80:$G$80))/4,0))\n*_xlfn.XLOOKUP(V$6,Daten!$B$151:$M$151,Daten!$B$150:$M$150)*$Q52*24/1000)","v":0},{"$f":"IF($D52=\"\",0,(_xlfn.XLOOKUP($D52,Daten!$A$152:$A$154,_xlfn.XLOOKUP(W$6,Daten!$B$151:$M$151,Daten!$B$152:$M$154))\n+IF($G52>_xlfn.XLOOKUP($D52,GI!$C$77:$G$77,GI!$C$80:$G$80),($G52-_xlfn.XLOOKUP($D52,GI!$C$77:$G$77,GI!$C$80:$G$80))/4,0))\n*_xlfn.XLOOKUP(W$6,Daten!$B$151:$M$151,Daten!$B$150:$M$150)*$Q52*24/1000)","v":0},{"$f":"IF($D52=\"\",0,(_xlfn.XLOOKUP($D52,Daten!$A$152:$A$154,_xlfn.XLOOKUP(X$6,Daten!$B$151:$M$151,Daten!$B$152:$M$154))\n+IF($G52>_xlfn.XLOOKUP($D52,GI!$C$77:$G$77,GI!$C$80:$G$80),($G52-_xlfn.XLOOKUP($D52,GI!$C$77:$G$77,GI!$C$80:$G$80))/4,0))\n*_xlfn.XLOOKUP(X$6,Daten!$B$151:$M$151,Daten!$B$150:$M$150)*$Q52*24/1000)","v":0},{"$f":"IF($D52=\"\",0,(_xlfn.XLOOKUP($D52,Daten!$A$152:$A$154,_xlfn.XLOOKUP(Y$6,Daten!$B$151:$M$151,Daten!$B$152:$M$154))\n+IF($G52>_xlfn.XLOOKUP($D52,GI!$C$77:$G$77,GI!$C$80:$G$80),($G52-_xlfn.XLOOKUP($D52,GI!$C$77:$G$77,GI!$C$80:$G$80))/4,0))\n*_xlfn.XLOOKUP(Y$6,Daten!$B$151:$M$151,Daten!$B$150:$M$150)*$Q52*24/1000)","v":0},{"$f":"IF($D52=\"\",0,(_xlfn.XLOOKUP($D52,Daten!$A$152:$A$154,_xlfn.XLOOKUP(Z$6,Daten!$B$151:$M$151,Daten!$B$152:$M$154))\n+IF($G52>_xlfn.XLOOKUP($D52,GI!$C$77:$G$77,GI!$C$80:$G$80),($G52-_xlfn.XLOOKUP($D52,GI!$C$77:$G$77,GI!$C$80:$G$80))/4,0))\n*_xlfn.XLOOKUP(Z$6,Daten!$B$151:$M$151,Daten!$B$150:$M$150)*$Q52*24/1000)","v":0},{"$f":"IF($D52=\"\",0,(_xlfn.XLOOKUP($D52,Daten!$A$152:$A$154,_xlfn.XLOOKUP(AA$6,Daten!$B$151:$M$151,Daten!$B$152:$M$154))\n+IF($G52>_xlfn.XLOOKUP($D52,GI!$C$77:$G$77,GI!$C$80:$G$80),($G52-_xlfn.XLOOKUP($D52,GI!$C$77:$G$77,GI!$C$80:$G$80))/4,0))\n*_xlfn.XLOOKUP(AA$6,Daten!$B$151:$M$151,Daten!$B$150:$M$150)*$Q52*24/1000)","v":0},{"$f":"IF($D52=\"\",0,(_xlfn.XLOOKUP($D52,Daten!$A$152:$A$154,_xlfn.XLOOKUP(AB$6,Daten!$B$151:$M$151,Daten!$B$152:$M$154))\n+IF($G52>_xlfn.XLOOKUP($D52,GI!$C$77:$G$77,GI!$C$80:$G$80),($G52-_xlfn.XLOOKUP($D52,GI!$C$77:$G$77,GI!$C$80:$G$80))/4,0))\n*_xlfn.XLOOKUP(AB$6,Daten!$B$151:$M$151,Daten!$B$150:$M$150)*$Q52*24/1000)","v":0},{"$f":"IF($D52=\"\",0,(_xlfn.XLOOKUP($D52,Daten!$A$152:$A$154,_xlfn.XLOOKUP(AC$6,Daten!$B$151:$M$151,Daten!$B$152:$M$154))\n+IF($G52>_xlfn.XLOOKUP($D52,GI!$C$77:$G$77,GI!$C$80:$G$80),($G52-_xlfn.XLOOKUP($D52,GI!$C$77:$G$77,GI!$C$80:$G$80))/4,0))\n*_xlfn.XLOOKUP(AC$6,Daten!$B$151:$M$151,Daten!$B$150:$M$150)*$Q52*24/1000)","v":0},0,{"$f":"(IF($O52=\"\",0,_xlfn.XLOOKUP($O52,Daten!$A$79:$A$95,Daten!B$79:B$95))*$E52*0.9*$I52\n*IF(ISNUMBER($J52),$J52,0.75)\n*$AV52)","v":{"v":0,"d":"0.00"}},{"$f":"(IF($O52=\"\",0,_xlfn.XLOOKUP($O52,Daten!$A$79:$A$95,Daten!C$79:C$95))*$E52*0.9*$I52\n*IF(ISNUMBER($J52),$J52,0.75)\n*$AV52)","v":{"v":0,"d":"0.00"}},{"$f":"(IF($O52=\"\",0,_xlfn.XLOOKUP($O52,Daten!$A$79:$A$95,Daten!D$79:D$95))*$E52*0.9*$I52\n*IF(ISNUMBER($J52),$J52,0.75)\n*$AV52)","v":{"v":0,"d":"0.00"}},{"$f":"(IF($O52=\"\",0,_xlfn.XLOOKUP($O52,Daten!$A$79:$A$95,Daten!E$79:E$95))*$E52*0.9*$I52\n*IF(ISNUMBER($J52),$J52,0.75)\n*$AV52)","v":{"v":0,"d":"0.00"}},{"$f":"(IF($O52=\"\",0,_xlfn.XLOOKUP($O52,Daten!$A$79:$A$95,Daten!F$79:F$95))*$E52*0.9*$I52\n*IF(ISNUMBER($J52),$J52,0.75)\n*$AV52)","v":{"v":0,"d":"0.00"}},{"$f":"(IF($O52=\"\",0,_xlfn.XLOOKUP($O52,Daten!$A$79:$A$95,Daten!G$79:G$95))*$E52*0.9*$I52\n*IF(ISNUMBER($J52),$J52,0.75)\n*$AV52)","v":{"v":0,"d":"0.00"}},{"$f":"(IF($O52=\"\",0,_xlfn.XLOOKUP($O52,Daten!$A$79:$A$95,Daten!H$79:H$95))*$E52*0.9*$I52\n*IF(ISNUMBER($J52),$J52,0.75)\n*$AV52)","v":{"v":0,"d":"0.00"}},{"$f":"(IF($O52=\"\",0,_xlfn.XLOOKUP($O52,Daten!$A$79:$A$95,Daten!I$79:I$95))*$E52*0.9*$I52\n*IF(ISNUMBER($J52),$J52,0.75)\n*$AV52)","v":{"v":0,"d":"0.00"}},{"$f":"(IF($O52=\"\",0,_xlfn.XLOOKUP($O52,Daten!$A$79:$A$95,Daten!J$79:J$95))*$E52*0.9*$I52\n*IF(ISNUMBER($J52),$J52,0.75)\n*$AV52)","v":{"v":0,"d":"0.00"}},{"$f":"(IF($O52=\"\",0,_xlfn.XLOOKUP($O52,Daten!$A$79:$A$95,Daten!K$79:K$95))*$E52*0.9*$I52\n*IF(ISNUMBER($J52),$J52,0.75)\n*$AV52)","v":{"v":0,"d":"0.00"}},{"$f":"(IF($O52=\"\",0,_xlfn.XLOOKUP($O52,Daten!$A$79:$A$95,Daten!L$79:L$95))*$E52*0.9*$I52\n*IF(ISNUMBER($J52),$J52,0.75)\n*$AV52)","v":{"v":0,"d":"0.00"}},{"$f":"(IF($O52=\"\",0,_xlfn.XLOOKUP($O52,Daten!$A$79:$A$95,Daten!M$79:M$95))*$E52*0.9*$I52\n*IF(ISNUMBER($J52),$J52,0.75)\n*$AV52)","v":{"v":0,"d":"0.00"}},{"v":0,"d":"0.00"},{"$f":"IFERROR(_xlfn.XLOOKUP(K52,Daten!$C$109:$C$116,_xlfn.XLOOKUP(O52,Daten!$E$108:$U$108,Daten!$E$109:$U$116)),1)","v":{"v":1,"d":"1.00"}},{"$f":"IFERROR(IF(O52=\"H\",1,_xlfn.XLOOKUP(L52,Daten!$C$127:$C$132,_xlfn.XLOOKUP(O52,Daten!$E$126:$U$126,Daten!$E$127:$U$132))),1)","v":{"v":1,"d":"1.00"}},{"$f":"IFERROR(IF(O52=\"H\",1,_xlfn.XLOOKUP(M52,Daten!$C$143:$C$148,_xlfn.XLOOKUP(O52,Daten!$E$142:$U$142,Daten!$E$143:$U$148))),1)","v":{"v":1,"d":"1.00"}},{"$f":"IFERROR(IF(O52=\"H\",1,_xlfn.XLOOKUP(N52,Daten!$C$143:$C$148,_xlfn.XLOOKUP(O52,Daten!$E$142:$U$142,Daten!$E$143:$U$148))),1)","v":{"v":1,"d":"1.00"}},{"v":1,"d":"1.00"}]
[{"$nulls":16},0,{"$f":"IF($D53=\"\",0,(_xlfn.XLOOKUP($D53,Daten!$A$152:$A$154,_xlfn.XLOOKUP(R$6,Daten!$B$151:$M$151,Daten!$B$152:$M$154))\n+IF($G53>_xlfn.XLOOKUP($D53,GI!$C$77:$G$77,GI!$C$80:$G$80),($G53-_xlfn.XLOOKUP($D53,GI!$C$77:$G$77,GI!$C$80:$G$80))/4,0))\n*_xlfn.XLOOKUP(R$6,Daten!$B$151:$M$151,Daten!$B$150:$M$150)*$Q53*24/1000)","v":0},{"$f":"IF($D53=\"\",0,(_xlfn.XLOOKUP($D53,Daten!$A$152:$A$154,_xlfn.XLOOKUP(S$6,Daten!$B$151:$M$151,Daten!$B$152:$M$154))\n+IF($G53>_xlfn.XLOOKUP($D53,GI!$C$77:$G$77,GI!$C$80:$G$80),($G53-_xlfn.XLOOKUP($D53,GI!$C$77:$G$77,GI!$C$80:$G$80))/4,0))\n*_xlfn.XLOOKUP(S$6,Daten!$B$151:$M$151,Daten!$B$150:$M$150)*$Q53*24/1000)","v":0},{"$f":"IF($D53=\"\",0,(_xlfn.XLOOKUP($D53,Daten!$A$152:$A$154,_xlfn.XLOOKUP(T$6,Daten!$B$151:$M$151,Daten!$B$152:$M$154))\n+IF($G53>_xlfn.XLOOKUP($D53,GI!$C$77:$G$77,GI!$C$80:$G$80),($G53-_xlfn.XLOOKUP($D53,GI!$C$77:$G$77,GI!$C$80:$G$80))/4,0))\n*_xlfn.XLOOKUP(T$6,Daten!$B$151:$M$151,Daten!$B$150:$M$150)*$Q53*24/1000)","v":0},{"$f":"IF($D53=\"\",0,(_xlfn.XLOOKUP($D53,Daten!$A$152:$A$154,_xlfn.XLOOKUP(U$6,Daten!$B$151:$M$151,Daten!$B$152:$M$154))\n+IF($G53>_xlfn.XLOOKUP($D53,GI!$C$77:$G$77,GI!$C$80:$G$80),($G53-_xlfn.XLOOKUP($D53,GI!$C$77:$G$77,GI!$C$80:$G$80))/4,0))\n*_xlfn.XLOOKUP(U$6,Daten!$B$151:$M$151,Daten!$B$150:$M$150)*$Q53*24/1000)","v":0},{"$f":"IF($D53=\"\",0,(_xlfn.XLOOKUP($D53,Daten!$A$152:$A$154,_xlfn.XLOOKUP(V$6,Daten!$B$151:$M$151,Daten!$B$152:$M$154))\n+IF($G53>_xlfn.XLOOKUP($D53,GI!$C$77:$G$77,GI!$C$80:$G$80),($G53-_xlfn.XLOOKUP($D53,GI!$C$77:$G$77,GI!$C$80:$G$80))/4,0))\n*_xlfn.XLOOKUP(V$6,Daten!$B$151:$M$151,Daten!$B$150:$M$150)*$Q53*24/1000)","v":0},{"$f":"IF($D53=\"\",0,(_xlfn.XLOOKUP($D53,Daten!$A$152:$A$154,_xlfn.XLOOKUP(W$6,Daten!$B$151:$M$151,Daten!$B$152:$M$154))\n+IF($G53>_xlfn.XLOOKUP($D53,GI!$C$77:$G$77,GI!$C$80:$G$80),($G53-_xlfn.XLOOKUP($D53,GI!$C$77:$G$77,GI!$C$80:$G$80))/4,0))\n*_xlfn.XLOOKUP(W$6,Daten!$B$151:$M$151,Daten!$B$150:$M$150)*$Q53*24/1000)","v":0},{"$f":"IF($D53=\"\",0,(_xlfn.XLOOKUP($D53,Daten!$A$152:$A$154,_xlfn.XLOOKUP(X$6,Daten!$B$151:$M$151,Daten!$B$152:$M$154))\n+IF($G53>_xlfn.XLOOKUP($D53,GI!$C$77:$G$77,GI!$C$80:$G$80),($G53-_xlfn.XLOOKUP($D53,GI!$C$77:$G$77,GI!$C$80:$G$80))/4,0))\n*_xlfn.XLOOKUP(X$6,Daten!$B$151:$M$151,Daten!$B$150:$M$150)*$Q53*24/1000)","v":0},{"$f":"IF($D53=\"\",0,(_xlfn.XLOOKUP($D53,Daten!$A$152:$A$154,_xlfn.XLOOKUP(Y$6,Daten!$B$151:$M$151,Daten!$B$152:$M$154))\n+IF($G53>_xlfn.XLOOKUP($D53,GI!$C$77:$G$77,GI!$C$80:$G$80),($G53-_xlfn.XLOOKUP($D53,GI!$C$77:$G$77,GI!$C$80:$G$80))/4,0))\n*_xlfn.XLOOKUP(Y$6,Daten!$B$151:$M$151,Daten!$B$150:$M$150)*$Q53*24/1000)","v":0},{"$f":"IF($D53=\"\",0,(_xlfn.XLOOKUP($D53,Daten!$A$152:$A$154,_xlfn.XLOOKUP(Z$6,Daten!$B$151:$M$151,Daten!$B$152:$M$154))\n+IF($G53>_xlfn.XLOOKUP($D53,GI!$C$77:$G$77,GI!$C$80:$G$80),($G53-_xlfn.XLOOKUP($D53,GI!$C$77:$G$77,GI!$C$80:$G$80))/4,0))\n*_xlfn.XLOOKUP(Z$6,Daten!$B$151:$M$151,Daten!$B$150:$M$150)*$Q53*24/1000)","v":0},{"$f":"IF($D53=\"\",0,(_xlfn.XLOOKUP($D53,Daten!$A$152:$A$154,_xlfn.XLOOKUP(AA$6,Daten!$B$151:$M$151,Daten!$B$152:$M$154))\n+IF($G53>_xlfn.XLOOKUP($D53,GI!$C$77:$G$77,GI!$C$80:$G$80),($G53-_xlfn.XLOOKUP($D53,GI!$C$77:$G$77,GI!$C$80:$G$80))/4,0))\n*_xlfn.XLOOKUP(AA$6,Daten!$B$151:$M$151,Daten!$B$150:$M$150)*$Q53*24/1000)","v":0},{"$f":"IF($D53=\"\",0,(_xlfn.XLOOKUP($D53,Daten!$A$152:$A$154,_xlfn.XLOOKUP(AB$6,Daten!$B$151:$M$151,Daten!$B$152:$M$154))\n+IF($G53>_xlfn.XLOOKUP($D53,GI!$C$77:$G$77,GI!$C$80:$G$80),($G53-_xlfn.XLOOKUP($D53,GI!$C$77:$G$77,GI!$C$80:$G$80))/4,0))\n*_xlfn.XLOOKUP(AB$6,Daten!$B$151:$M$151,Daten!$B$150:$M$150)*$Q53*24/1000)","v":0},{"$f":"IF($D53=\"\",0,(_xlfn.XLOOKUP($D53,Daten!$A$152:$A$154,_xlfn.XLOOKUP(AC$6,Daten!$B$151:$M$151,Daten!$B$152:$M$154))\n+IF($G53>_xlfn.XLOOKUP($D53,GI!$C$77:$G$77,GI!$C$80:$G$80),($G53-_xlfn.XLOOKUP($D53,GI!$C$77:$G$77,GI!$C$80:$G$80))/4,0))\n*_xlfn.XLOOKUP(AC$6,Daten!$B$151:$M$151,Daten!$B$150:$M$150)*$Q53*24/1000)","v":0},{"$f":"SUM(R53:AC53)","v":0},{"$f":"(IF($O53=\"\",0,_xlfn.XLOOKUP($O53,Daten!$A$79:$A$95,Daten!B$79:B$95))*$E53*0.9*$I53\n*IF(ISNUMBER($J53),$J53,0.75)\n*$AV53)","v":{"v":0,"d":"0.00"}},{"$f":"(IF($O53=\"\",0,_xlfn.XLOOKUP($O53,Daten!$A$79:$A$95,Daten!C$79:C$95))*$E53*0.9*$I53\n*IF(ISNUMBER($J53),$J53,0.75)\n*$AV53)","v":{"v":0,"d":"0.00"}},{"$f":"(IF($O53=\"\",0,_xlfn.XLOOKUP($O53,Daten!$A$79:$A$95,Daten!D$79:D$95))*$E53*0.9*$I53\n*IF(ISNUMBER($J53),$J53,0.75)\n*$AV53)","v":{"v":0,"d":"0.00"}},{"$f":"(IF($O53=\"\",0,_xlfn.XLOOKUP($O53,Daten!$A$79:$A$95,Daten!E$79:E$95))*$E53*0.9*$I53\n*IF(ISNUMBER($J53),$J53,0.75)\n*$AV53)","v":{"v":0,"d":"0.00"}},{"$f":"(IF($O53=\"\",0,_xlfn.XLOOKUP($O53,Daten!$A$79:$A$95,Daten!F$79:F$95))*$E53*0.9*$I53\n*IF(ISNUMBER($J53),$J53,0.75)\n*$AV53)","v":{"v":0,"d":"0.00"}},{"$f":"(IF($O53=\"\",0,_xlfn.XLOOKUP($O53,Daten!$A$79:$A$95,Daten!G$79:G$95))*$E53*0.9*$I53\n*IF(ISNUMBER($J53),$J53,0.75)\n*$AV53)","v":{"v":0,"d":"0.00"}},{"$f":"(IF($O53=\"\",0,_xlfn.XLOOKUP($O53,Daten!$A$79:$A$95,Daten!H$79:H$95))*$E53*0.9*$I53\n*IF(ISNUMBER($J53),$J53,0.75)\n*$AV53)","v":{"v":0,"d":"0.00"}},{"$f":"(IF($O53=\"\",0,_xlfn.XLOOKUP($O53,Daten!$A$79:$A$95,Daten!I$79:I$95))*$E53*0.9*$I53\n*IF(ISNUMBER($J53),$J53,0.75)\n*$AV53)","v":{"v":0,"d":"0.00"}},{"$f":"(IF($O53=\"\",0,_xlfn.XLOOKUP($O53,Daten!$A$79:$A$95,Daten!J$79:J$95))*$E53*0.9*$I53\n*IF(ISNUMBER($J53),$J53,0.75)\n*$AV53)","v":{"v":0,"d":"0.00"}},{"$f":"(IF($O53=\"\",0,_xlfn.XLOOKUP($O53,Daten!$A$79:$A$95,Daten!K$79:K$95))*$E53*0.9*$I53\n*IF(ISNUMBER($J53),$J53,0.75)\n*$AV53)","v":{"v":0,"d":"0.00"}},{"$f":"(IF($O53=\"\",0,_xlfn.XLOOKUP($O53,Daten!$A$79:$A$95,Daten!L$79:L$95))*$E53*0.9*$I53\n*IF(ISNUMBER($J53),$J53,0.75)\n*$AV53)","v":{"v":0,"d":"0.00"}},{"$f":"(IF($O53=\"\",0,_xlfn.XLOOKUP($O53,Daten!$A$79:$A$95,Daten!M$79:M$95))*$E53*0.9*$I53\n*IF(ISNUMBER($J53),$J53,0.75)\n*$AV53)","v":{"v":0,"d":"0.00"}},{"v":0,"d":"0.00"},{"$f":"IFERROR(_xlfn.XLOOKUP(K53,Daten!$C$109:$C$116,_xlfn.XLOOKUP(O53,Daten!$E$108:$U$108,Daten!$E$109:$U$116)),1)","v":{"v":1,"d":"1.00"}},{"$f":"IFERROR(IF(O53=\"H\",1,_xlfn.XLOOKUP(L53,Daten!$C$127:$C$132,_xlfn.XLOOKUP(O53,Daten!$E$126:$U$126,Daten!$E$127:$U$132))),1)","v":{"v":1,"d":"1.00"}},{"$f":"IFERROR(IF(O53=\"H\",1,_xlfn.XLOOKUP(M53,Daten!$C$143:$C$148,_xlfn.XLOOKUP(O53,Daten!$E$142:$U$142,Daten!$E$143:$U$148))),1)","v":{"v":1,"d":"1.00"}},{"$f":"IFERROR(IF(O53=\"H\",1,_xlfn.XLOOKUP(N53,Daten!$C$143:$C$148,_xlfn.XLOOKUP(O53,Daten!$E$142:$U$142,Daten!$E$143:$U$148))),1)","v":{"v":1,"d":"1.00"}},{"v":1,"d":"1.00"}]
[{"$nulls":16},0,{"$f":"IF($D54=\"\",0,(_xlfn.XLOOKUP($D54,Daten!$A$152:$A$154,_xlfn.XLOOKUP(R$6,Daten!$B$151:$M$151,Daten!$B$152:$M$154))\n+IF($G54>_xlfn.XLOOKUP($D54,GI!$C$77:$G$77,GI!$C$80:$G$80),($G54-_xlfn.XLOOKUP($D54,GI!$C$77:$G$77,GI!$C$80:$G$80))/4,0))\n*_xlfn.XLOOKUP(R$6,Daten!$B$151:$M$151,Daten!$B$150:$M$150)*$Q54*24/1000)","v":0},{"$f":"IF($D54=\"\",0,(_xlfn.XLOOKUP($D54,Daten!$A$152:$A$154,_xlfn.XLOOKUP(S$6,Daten!$B$151:$M$151,Daten!$B$152:$M$154))\n+IF($G54>_xlfn.XLOOKUP($D54,GI!$C$77:$G$77,GI!$C$80:$G$80),($G54-_xlfn.XLOOKUP($D54,GI!$C$77:$G$77,GI!$C$80:$G$80))/4,0))\n*_xlfn.XLOOKUP(S$6,Daten!$B$151:$M$151,Daten!$B$150:$M$150)*$Q54*24/1000)","v":0},{"$f":"IF($D54=\"\",0,(_xlfn.XLOOKUP($D54,Daten!$A$152:$A$154,_xlfn.XLOOKUP(T$6,Daten!$B$151:$M$151,Daten!$B$152:$M$154))\n+IF($G54>_xlfn.XLOOKUP($D54,GI!$C$77:$G$77,GI!$C$80:$G$80),($G54-_xlfn.XLOOKUP($D54,GI!$C$77:$G$77,GI!$C$80:$G$80))/4,0))\n*_xlfn.XLOOKUP(T$6,Daten!$B$151:$M$151,Daten!$B$150:$M$150)*$Q54*24/1000)","v":0},{"$f":"IF($D54=\"\",0,(_xlfn.XLOOKUP($D54,Daten!$A$152:$A$154,_xlfn.XLOOKUP(U$6,Daten!$B$151:$M$151,Daten!$B$152:$M$154))\n+IF($G54>_xlfn.XLOOKUP($D54,GI!$C$77:$G$77,GI!$C$80:$G$80),($G54-_xlfn.XLOOKUP($D54,GI!$C$77:$G$77,GI!$C$80:$G$80))/4,0))\n*_xlfn.XLOOKUP(U$6,Daten!$B$151:$M$151,Daten!$B$150:$M$150)*$Q54*24/1000)","v":0},{"$f":"IF($D54=\"\",0,(_xlfn.XLOOKUP($D54,Daten!$A$152:$A$154,_xlfn.XLOOKUP(V$6,Daten!$B$151:$M$151,Daten!$B$152:$M$154))\n+IF($G54>_xlfn.XLOOKUP($D54,GI!$C$77:$G$77,GI!$C$80:$G$80),($G54-_xlfn.XLOOKUP($D54,GI!$C$77:$G$77,GI!$C$80:$G$80))/4,0))\n*_xlfn.XLOOKUP(V$6,Daten!$B$151:$M$151,Daten!$B$150:$M$150)*$Q54*24/1000)","v":0},{"$f":"IF($D54=\"\",0,(_xlfn.XLOOKUP($D54,Daten!$A$152:$A$154,_xlfn.XLOOKUP(W$6,Daten!$B$151:$M$151,Daten!$B$152:$M$154))\n+IF($G54>_xlfn.XLOOKUP($D54,GI!$C$77:$G$77,GI!$C$80:$G$80),($G54-_xlfn.XLOOKUP($D54,GI!$C$77:$G$77,GI!$C$80:$G$80))/4,0))\n*_xlfn.XLOOKUP(W$6,Daten!$B$151:$M$151,Daten!$B$150:$M$150)*$Q54*24/1000)","v":0},{"$f":"IF($D54=\"\",0,(_xlfn.XLOOKUP($D54,Daten!$A$152:$A$154,_xlfn.XLOOKUP(X$6,Daten!$B$151:$M$151,Daten!$B$152:$M$154))\n+IF($G54>_xlfn.XLOOKUP($D54,GI!$C$77:$G$77,GI!$C$80:$G$80),($G54-_xlfn.XLOOKUP($D54,GI!$C$77:$G$77,GI!$C$80:$G$80))/4,0))\n*_xlfn.XLOOKUP(X$6,Daten!$B$151:$M$151,Daten!$B$150:$M$150)*$Q54*24/1000)","v":0},{"$f":"IF($D54=\"\",0,(_xlfn.XLOOKUP($D54,Daten!$A$152:$A$154,_xlfn.XLOOKUP(Y$6,Daten!$B$151:$M$151,Daten!$B$152:$M$154))\n+IF($G54>_xlfn.XLOOKUP($D54,GI!$C$77:$G$77,GI!$C$80:$G$80),($G54-_xlfn.XLOOKUP($D54,GI!$C$77:$G$77,GI!$C$80:$G$80))/4,0))\n*_xlfn.XLOOKUP(Y$6,Daten!$B$151:$M$151,Daten!$B$150:$M$150)*$Q54*24/1000)","v":0},{"$f":"IF($D54=\"\",0,(_xlfn.XLOOKUP($D54,Daten!$A$152:$A$154,_xlfn.XLOOKUP(Z$6,Daten!$B$151:$M$151,Daten!$B$152:$M$154))\n+IF($G54>_xlfn.XLOOKUP($D54,GI!$C$77:$G$77,GI!$C$80:$G$80),($G54-_xlfn.XLOOKUP($D54,GI!$C$77:$G$77,GI!$C$80:$G$80))/4,0))\n*_xlfn.XLOOKUP(Z$6,Daten!$B$151:$M$151,Daten!$B$150:$M$150)*$Q54*24/1000)","v":0},{"$f":"IF($D54=\"\",0,(_xlfn.XLOOKUP($D54,Daten!$A$152:$A$154,_xlfn.XLOOKUP(AA$6,Daten!$B$151:$M$151,Daten!$B$152:$M$154))\n+IF($G54>_xlfn.XLOOKUP($D54,GI!$C$77:$G$77,GI!$C$80:$G$80),($G54-_xlfn.XLOOKUP($D54,GI!$C$77:$G$77,GI!$C$80:$G$80))/4,0))\n*_xlfn.XLOOKUP(AA$6,Daten!$B$151:$M$151,Daten!$B$150:$M$150)*$Q54*24/1000)","v":0},{"$f":"IF($D54=\"\",0,(_xlfn.XLOOKUP($D54,Daten!$A$152:$A$154,_xlfn.XLOOKUP(AB$6,Daten!$B$151:$M$151,Daten!$B$152:$M$154))\n+IF($G54>_xlfn.XLOOKUP($D54,GI!$C$77:$G$77,GI!$C$80:$G$80),($G54-_xlfn.XLOOKUP($D54,GI!$C$77:$G$77,GI!$C$80:$G$80))/4,0))\n*_xlfn.XLOOKUP(AB$6,Daten!$B$151:$M$151,Daten!$B$150:$M$150)*$Q54*24/1000)","v":0},{"$f":"IF($D54=\"\",0,(_xlfn.XLOOKUP($D54,Daten!$A$152:$A$154,_xlfn.XLOOKUP(AC$6,Daten!$B$151:$M$151,Daten!$B$152:$M$154))\n+IF($G54>_xlfn.XLOOKUP($D54,GI!$C$77:$G$77,GI!$C$80:$G$80),($G54-_xlfn.XLOOKUP($D54,GI!$C$77:$G$77,GI!$C$80:$G$80))/4,0))\n*_xlfn.XLOOKUP(AC$6,Daten!$B$151:$M$151,Daten!$B$150:$M$150)*$Q54*24/1000)","v":0},0,{"$f":"(IF($O54=\"\",0,_xlfn.XLOOKUP($O54,Daten!$A$79:$A$95,Daten!B$79:B$95))*$E54*0.9*$I54\n*IF(ISNUMBER($J54),$J54,0.75)\n*$AV54)","v":{"v":0,"d":"0.00"}},{"$f":"(IF($O54=\"\",0,_xlfn.XLOOKUP($O54,Daten!$A$79:$A$95,Daten!C$79:C$95))*$E54*0.9*$I54\n*IF(ISNUMBER($J54),$J54,0.75)\n*$AV54)","v":{"v":0,"d":"0.00"}},{"$f":"(IF($O54=\"\",0,_xlfn.XLOOKUP($O54,Daten!$A$79:$A$95,Daten!D$79:D$95))*$E54*0.9*$I54\n*IF(ISNUMBER($J54),$J54,0.75)\n*$AV54)","v":{"v":0,"d":"0.00"}},{"$f":"(IF($O54=\"\",0,_xlfn.XLOOKUP($O54,Daten!$A$79:$A$95,Daten!E$79:E$95))*$E54*0.9*$I54\n*IF(ISNUMBER($J54),$J54,0.75)\n*$AV54)","v":{"v":0,"d":"0.00"}},{"$f":"(IF($O54=\"\",0,_xlfn.XLOOKUP($O54,Daten!$A$79:$A$95,Daten!F$79:F$95))*$E54*0.9*$I54\n*IF(ISNUMBER($J54),$J54,0.75)\n*$AV54)","v":{"v":0,"d":"0.00"}},{"$f":"(IF($O54=\"\",0,_xlfn.XLOOKUP($O54,Daten!$A$79:$A$95,Daten!G$79:G$95))*$E54*0.9*$I54\n*IF(ISNUMBER($J54),$J54,0.75)\n*$AV54)","v":{"v":0,"d":"0.00"}},{"$f":"(IF($O54=\"\",0,_xlfn.XLOOKUP($O54,Daten!$A$79:$A$95,Daten!H$79:H$95))*$E54*0.9*$I54\n*IF(ISNUMBER($J54),$J54,0.75)\n*$AV54)","v":{"v":0,"d":"0.00"}},{"$f":"(IF($O54=\"\",0,_xlfn.XLOOKUP($O54,Daten!$A$79:$A$95,Daten!I$79:I$95))*$E54*0.9*$I54\n*IF(ISNUMBER($J54),$J54,0.75)\n*$AV54)","v":{"v":0,"d":"0.00"}},{"$f":"(IF($O54=\"\",0,_xlfn.XLOOKUP($O54,Daten!$A$79:$A$95,Daten!J$79:J$95))*$E54*0.9*$I54\n*IF(ISNUMBER($J54),$J54,0.75)\n*$AV54)","v":{"v":0,"d":"0.00"}},{"$f":"(IF($O54=\"\",0,_xlfn.XLOOKUP($O54,Daten!$A$79:$A$95,Daten!K$79:K$95))*$E54*0.9*$I54\n*IF(ISNUMBER($J54),$J54,0.75)\n*$AV54)","v":{"v":0,"d":"0.00"}},{"$f":"(IF($O54=\"\",0,_xlfn.XLOOKUP($O54,Daten!$A$79:$A$95,Daten!L$79:L$95))*$E54*0.9*$I54\n*IF(ISNUMBER($J54),$J54,0.75)\n*$AV54)","v":{"v":0,"d":"0.00"}},{"$f":"(IF($O54=\"\",0,_xlfn.XLOOKUP($O54,Daten!$A$79:$A$95,Daten!M$79:M$95))*$E54*0.9*$I54\n*IF(ISNUMBER($J54),$J54,0.75)\n*$AV54)","v":{"v":0,"d":"0.00"}},{"v":0,"d":"0.00"},{"$f":"IFERROR(_xlfn.XLOOKUP(K54,Daten!$C$109:$C$116,_xlfn.XLOOKUP(O54,Daten!$E$108:$U$108,Daten!$E$109:$U$116)),1)","v":{"v":1,"d":"1.00"}},{"$f":"IFERROR(IF(O54=\"H\",1,_xlfn.XLOOKUP(L54,Daten!$C$127:$C$132,_xlfn.XLOOKUP(O54,Daten!$E$126:$U$126,Daten!$E$127:$U$132))),1)","v":{"v":1,"d":"1.00"}},{"$f":"IFERROR(IF(O54=\"H\",1,_xlfn.XLOOKUP(M54,Daten!$C$143:$C$148,_xlfn.XLOOKUP(O54,Daten!$E$142:$U$142,Daten!$E$143:$U$148))),1)","v":{"v":1,"d":"1.00"}},{"$f":"IFERROR(IF(O54=\"H\",1,_xlfn.XLOOKUP(N54,Daten!$C$143:$C$148,_xlfn.XLOOKUP(O54,Daten!$E$142:$U$142,Daten!$E$143:$U$148))),1)","v":{"v":1,"d":"1.00"}},{"v":1,"d":"1.00"}]
[{"$nulls":16},0,{"$f":"IF($D55=\"\",0,(_xlfn.XLOOKUP($D55,Daten!$A$152:$A$154,_xlfn.XLOOKUP(R$6,Daten!$B$151:$M$151,Daten!$B$152:$M$154))\n+IF($G55>_xlfn.XLOOKUP($D55,GI!$C$77:$G$77,GI!$C$80:$G$80),($G55-_xlfn.XLOOKUP($D55,GI!$C$77:$G$77,GI!$C$80:$G$80))/4,0))\n*_xlfn.XLOOKUP(R$6,Daten!$B$151:$M$151,Daten!$B$150:$M$150)*$Q55*24/1000)","v":0},{"$f":"IF($D55=\"\",0,(_xlfn.XLOOKUP($D55,Daten!$A$152:$A$154,_xlfn.XLOOKUP(S$6,Daten!$B$151:$M$151,Daten!$B$152:$M$154))\n+IF($G55>_xlfn.XLOOKUP($D55,GI!$C$77:$G$77,GI!$C$80:$G$80),($G55-_xlfn.XLOOKUP($D55,GI!$C$77:$G$77,GI!$C$80:$G$80))/4,0))\n*_xlfn.XLOOKUP(S$6,Daten!$B$151:$M$151,Daten!$B$150:$M$150)*$Q55*24/1000)","v":0},{"$f":"IF($D55=\"\",0,(_xlfn.XLOOKUP($D55,Daten!$A$152:$A$154,_xlfn.XLOOKUP(T$6,Daten!$B$151:$M$151,Daten!$B$152:$M$154))\n+IF($G55>_xlfn.XLOOKUP($D55,GI!$C$77:$G$77,GI!$C$80:$G$80),($G55-_xlfn.XLOOKUP($D55,GI!$C$77:$G$77,GI!$C$80:$G$80))/4,0))\n*_xlfn.XLOOKUP(T$6,Daten!$B$151:$M$151,Daten!$B$150:$M$150)*$Q55*24/1000)","v":0},{"$f":"IF($D55=\"\",0,(_xlfn.XLOOKUP($D55,Daten!$A$152:$A$154,_xlfn.XLOOKUP(U$6,Daten!$B$151:$M$151,Daten!$B$152:$M$154))\n+IF($G55>_xlfn.XLOOKUP($D55,GI!$C$77:$G$77,GI!$C$80:$G$80),($G55-_xlfn.XLOOKUP($D55,GI!$C$77:$G$77,GI!$C$80:$G$80))/4,0))\n*_xlfn.XLOOKUP(U$6,Daten!$B$151:$M$151,Daten!$B$150:$M$150)*$Q55*24/1000)","v":0},{"$f":"IF($D55=\"\",0,(_xlfn.XLOOKUP($D55,Daten!$A$152:$A$154,_xlfn.XLOOKUP(V$6,Daten!$B$151:$M$151,Daten!$B$152:$M$154))\n+IF($G55>_xlfn.XLOOKUP($D55,GI!$C$77:$G$77,GI!$C$80:$G$80),($G55-_xlfn.XLOOKUP($D55,GI!$C$77:$G$77,GI!$C$80:$G$80))/4,0))\n*_xlfn.XLOOKUP(V$6,Daten!$B$151:$M$151,Daten!$B$150:$M$150)*$Q55*24/1000)","v":0},{"$f":"IF($D55=\"\",0,(_xlfn.XLOOKUP($D55,Daten!$A$152:$A$154,_xlfn.XLOOKUP(W$6,Daten!$B$151:$M$151,Daten!$B$152:$M$154))\n+IF($G55>_xlfn.XLOOKUP($D55,GI!$C$77:$G$77,GI!$C$80:$G$80),($G55-_xlfn.XLOOKUP($D55,GI!$C$77:$G$77,GI!$C$80:$G$80))/4,0))\n*_xlfn.XLOOKUP(W$6,Daten!$B$151:$M$151,Daten!$B$150:$M$150)*$Q55*24/1000)","v":0},{"$f":"IF($D55=\"\",0,(_xlfn.XLOOKUP($D55,Daten!$A$152:$A$154,_xlfn.XLOOKUP(X$6,Daten!$B$151:$M$151,Daten!$B$152:$M$154))\n+IF($G55>_xlfn.XLOOKUP($D55,GI!$C$77:$G$77,GI!$C$80:$G$80),($G55-_xlfn.XLOOKUP($D55,GI!$C$77:$G$77,GI!$C$80:$G$80))/4,0))\n*_xlfn.XLOOKUP(X$6,Daten!$B$151:$M$151,Daten!$B$150:$M$150)*$Q55*24/1000)","v":0},{"$f":"IF($D55=\"\",0,(_xlfn.XLOOKUP($D55,Daten!$A$152:$A$154,_xlfn.XLOOKUP(Y$6,Daten!$B$151:$M$151,Daten!$B$152:$M$154))\n+IF($G55>_xlfn.XLOOKUP($D55,GI!$C$77:$G$77,GI!$C$80:$G$80),($G55-_xlfn.XLOOKUP($D55,GI!$C$77:$G$77,GI!$C$80:$G$80))/4,0))\n*_xlfn.XLOOKUP(Y$6,Daten!$B$151:$M$151,Daten!$B$150:$M$150)*$Q55*24/1000)","v":0},{"$f":"IF($D55=\"\",0,(_xlfn.XLOOKUP($D55,Daten!$A$152:$A$154,_xlfn.XLOOKUP(Z$6,Daten!$B$151:$M$151,Daten!$B$152:$M$154))\n+IF($G55>_xlfn.XLOOKUP($D55,GI!$C$77:$G$77,GI!$C$80:$G$80),($G55-_xlfn.XLOOKUP($D55,GI!$C$77:$G$77,GI!$C$80:$G$80))/4,0))\n*_xlfn.XLOOKUP(Z$6,Daten!$B$151:$M$151,Daten!$B$150:$M$150)*$Q55*24/1000)","v":0},{"$f":"IF($D55=\"\",0,(_xlfn.XLOOKUP($D55,Daten!$A$152:$A$154,_xlfn.XLOOKUP(AA$6,Daten!$B$151:$M$151,Daten!$B$152:$M$154))\n+IF($G55>_xlfn.XLOOKUP($D55,GI!$C$77:$G$77,GI!$C$80:$G$80),($G55-_xlfn.XLOOKUP($D55,GI!$C$77:$G$77,GI!$C$80:$G$80))/4,0))\n*_xlfn.XLOOKUP(AA$6,Daten!$B$151:$M$151,Daten!$B$150:$M$150)*$Q55*24/1000)","v":0},{"$f":"IF($D55=\"\",0,(_xlfn.XLOOKUP($D55,Daten!$A$152:$A$154,_xlfn.XLOOKUP(AB$6,Daten!$B$151:$M$151,Daten!$B$152:$M$154))\n+IF($G55>_xlfn.XLOOKUP($D55,GI!$C$77:$G$77,GI!$C$80:$G$80),($G55-_xlfn.XLOOKUP($D55,GI!$C$77:$G$77,GI!$C$80:$G$80))/4,0))\n*_xlfn.XLOOKUP(AB$6,Daten!$B$151:$M$151,Daten!$B$150:$M$150)*$Q55*24/1000)","v":0},{"$f":"IF($D55=\"\",0,(_xlfn.XLOOKUP($D55,Daten!$A$152:$A$154,_xlfn.XLOOKUP(AC$6,Daten!$B$151:$M$151,Daten!$B$152:$M$154))\n+IF($G55>_xlfn.XLOOKUP($D55,GI!$C$77:$G$77,GI!$C$80:$G$80),($G55-_xlfn.XLOOKUP($D55,GI!$C$77:$G$77,GI!$C$80:$G$80))/4,0))\n*_xlfn.XLOOKUP(AC$6,Daten!$B$151:$M$151,Daten!$B$150:$M$150)*$Q55*24/1000)","v":0},0,{"$f":"(IF($O55=\"\",0,_xlfn.XLOOKUP($O55,Daten!$A$79:$A$95,Daten!B$79:B$95))*$E55*0.9*$I55\n*IF(ISNUMBER($J55),$J55,0.75)\n*$AV55)","v":{"v":0,"d":"0.00"}},{"$f":"(IF($O55=\"\",0,_xlfn.XLOOKUP($O55,Daten!$A$79:$A$95,Daten!C$79:C$95))*$E55*0.9*$I55\n*IF(ISNUMBER($J55),$J55,0.75)\n*$AV55)","v":{"v":0,"d":"0.00"}},{"$f":"(IF($O55=\"\",0,_xlfn.XLOOKUP($O55,Daten!$A$79:$A$95,Daten!D$79:D$95))*$E55*0.9*$I55\n*IF(ISNUMBER($J55),$J55,0.75)\n*$AV55)","v":{"v":0,"d":"0.00"}},{"$f":"(IF($O55=\"\",0,_xlfn.XLOOKUP($O55,Daten!$A$79:$A$95,Daten!E$79:E$95))*$E55*0.9*$I55\n*IF(ISNUMBER($J55),$J55,0.75)\n*$AV55)","v":{"v":0,"d":"0.00"}},{"$f":"(IF($O55=\"\",0,_xlfn.XLOOKUP($O55,Daten!$A$79:$A$95,Daten!F$79:F$95))*$E55*0.9*$I55\n*IF(ISNUMBER($J55),$J55,0.75)\n*$AV55)","v":{"v":0,"d":"0.00"}},{"$f":"(IF($O55=\"\",0,_xlfn.XLOOKUP($O55,Daten!$A$79:$A$95,Daten!G$79:G$95))*$E55*0.9*$I55\n*IF(ISNUMBER($J55),$J55,0.75)\n*$AV55)","v":{"v":0,"d":"0.00"}},{"$f":"(IF($O55=\"\",0,_xlfn.XLOOKUP($O55,Daten!$A$79:$A$95,Daten!H$79:H$95))*$E55*0.9*$I55\n*IF(ISNUMBER($J55),$J55,0.75)\n*$AV55)","v":{"v":0,"d":"0.00"}},{"$f":"(IF($O55=\"\",0,_xlfn.XLOOKUP($O55,Daten!$A$79:$A$95,Daten!I$79:I$95))*$E55*0.9*$I55\n*IF(ISNUMBER($J55),$J55,0.75)\n*$AV55)","v":{"v":0,"d":"0.00"}},{"$f":"(IF($O55=\"\",0,_xlfn.XLOOKUP($O55,Daten!$A$79:$A$95,Daten!J$79:J$95))*$E55*0.9*$I55\n*IF(ISNUMBER($J55),$J55,0.75)\n*$AV55)","v":{"v":0,"d":"0.00"}},{"$f":"(IF($O55=\"\",0,_xlfn.XLOOKUP($O55,Daten!$A$79:$A$95,Daten!K$79:K$95))*$E55*0.9*$I55\n*IF(ISNUMBER($J55),$J55,0.75)\n*$AV55)","v":{"v":0,"d":"0.00"}},{"$f":"(IF($O55=\"\",0,_xlfn.XLOOKUP($O55,Daten!$A$79:$A$95,Daten!L$79:L$95))*$E55*0.9*$I55\n*IF(ISNUMBER($J55),$J55,0.75)\n*$AV55)","v":{"v":0,"d":"0.00"}},{"$f":"(IF($O55=\"\",0,_xlfn.XLOOKUP($O55,Daten!$A$79:$A$95,Daten!M$79:M$95))*$E55*0.9*$I55\n*IF(ISNUMBER($J55),$J55,0.75)\n*$AV55)","v":{"v":0,"d":"0.00"}},{"v":0,"d":"0.00"},{"$f":"IFERROR(_xlfn.XLOOKUP(K55,Daten!$C$109:$C$116,_xlfn.XLOOKUP(O55,Daten!$E$108:$U$108,Daten!$E$109:$U$116)),1)","v":{"v":1,"d":"1.00"}},{"$f":"IFERROR(IF(O55=\"H\",1,_xlfn.XLOOKUP(L55,Daten!$C$127:$C$132,_xlfn.XLOOKUP(O55,Daten!$E$126:$U$126,Daten!$E$127:$U$132))),1)","v":{"v":1,"d":"1.00"}},{"$f":"IFERROR(IF(O55=\"H\",1,_xlfn.XLOOKUP(M55,Daten!$C$143:$C$148,_xlfn.XLOOKUP(O55,Daten!$E$142:$U$142,Daten!$E$143:$U$148))),1)","v":{"v":1,"d":"1.00"}},{"$f":"IFERROR(IF(O55=\"H\",1,_xlfn.XLOOKUP(N55,Daten!$C$143:$C$148,_xlfn.XLOOKUP(O55,Daten!$E$142:$U$142,Daten!$E$143:$U$148))),1)","v":{"v":1,"d":"1.00"}},{"v":1,"d":"1.00"}]
[{"$nulls":16},0,{"$f":"IF($D56=\"\",0,(_xlfn.XLOOKUP($D56,Daten!$A$152:$A$154,_xlfn.XLOOKUP(R$6,Daten!$B$151:$M$151,Daten!$B$152:$M$154))\n+IF($G56>_xlfn.XLOOKUP($D56,GI!$C$77:$G$77,GI!$C$80:$G$80),($G56-_xlfn.XLOOKUP($D56,GI!$C$77:$G$77,GI!$C$80:$G$80))/4,0))\n*_xlfn.XLOOKUP(R$6,Daten!$B$151:$M$151,Daten!$B$150:$M$150)*$Q56*24/1000)","v":0},{"$f":"IF($D56=\"\",0,(_xlfn.XLOOKUP($D56,Daten!$A$152:$A$154,_xlfn.XLOOKUP(S$6,Daten!$B$151:$M$151,Daten!$B$152:$M$154))\n+IF($G56>_xlfn.XLOOKUP($D56,GI!$C$77:$G$77,GI!$C$80:$G$80),($G56-_xlfn.XLOOKUP($D56,GI!$C$77:$G$77,GI!$C$80:$G$80))/4,0))\n*_xlfn.XLOOKUP(S$6,Daten!$B$151:$M$151,Daten!$B$150:$M$150)*$Q56*24/1000)","v":0},{"$f":"IF($D56=\"\",0,(_xlfn.XLOOKUP($D56,Daten!$A$152:$A$154,_xlfn.XLOOKUP(T$6,Daten!$B$151:$M$151,Daten!$B$152:$M$154))\n+IF($G56>_xlfn.XLOOKUP($D56,GI!$C$77:$G$77,GI!$C$80:$G$80),($G56-_xlfn.XLOOKUP($D56,GI!$C$77:$G$77,GI!$C$80:$G$80))/4,0))\n*_xlfn.XLOOKUP(T$6,Daten!$B$151:$M$151,Daten!$B$150:$M$150)*$Q56*24/1000)","v":0},{"$f":"IF($D56=\"\",0,(_xlfn.XLOOKUP($D56,Daten!$A$152:$A$154,_xlfn.XLOOKUP(U$6,Daten!$B$151:$M$151,Daten!$B$152:$M$154))\n+IF($G56>_xlfn.XLOOKUP($D56,GI!$C$77:$G$77,GI!$C$80:$G$80),($G56-_xlfn.XLOOKUP($D56,GI!$C$77:$G$77,GI!$C$80:$G$80))/4,0))\n*_xlfn.XLOOKUP(U$6,Daten!$B$151:$M$151,Daten!$B$150:$M$150)*$Q56*24/1000)","v":0},{"$f":"IF($D56=\"\",0,(_xlfn.XLOOKUP($D56,Daten!$A$152:$A$154,_xlfn.XLOOKUP(V$6,Daten!$B$151:$M$151,Daten!$B$152:$M$154))\n+IF($G56>_xlfn.XLOOKUP($D56,GI!$C$77:$G$77,GI!$C$80:$G$80),($G56-_xlfn.XLOOKUP($D56,GI!$C$77:$G$77,GI!$C$80:$G$80))/4,0))\n*_xlfn.XLOOKUP(V$6,Daten!$B$151:$M$151,Daten!$B$150:$M$150)*$Q56*24/1000)","v":0},{"$f":"IF($D56=\"\",0,(_xlfn.XLOOKUP($D56,Daten!$A$152:$A$154,_xlfn.XLOOKUP(W$6,Daten!$B$151:$M$151,Daten!$B$152:$M$154))\n+IF($G56>_xlfn.XLOOKUP($D56,GI!$C$77:$G$77,GI!$C$80:$G$80),($G56-_xlfn.XLOOKUP($D56,GI!$C$77:$G$77,GI!$C$80:$G$80))/4,0))\n*_xlfn.XLOOKUP(W$6,Daten!$B$151:$M$151,Daten!$B$150:$M$150)*$Q56*24/1000)","v":0},{"$f":"IF($D56=\"\",0,(_xlfn.XLOOKUP($D56,Daten!$A$152:$A$154,_xlfn.XLOOKUP(X$6,Daten!$B$151:$M$151,Daten!$B$152:$M$154))\n+IF($G56>_xlfn.XLOOKUP($D56,GI!$C$77:$G$77,GI!$C$80:$G$80),($G56-_xlfn.XLOOKUP($D56,GI!$C$77:$G$77,GI!$C$80:$G$80))/4,0))\n*_xlfn.XLOOKUP(X$6,Daten!$B$151:$M$151,Daten!$B$150:$M$150)*$Q56*24/1000)","v":0},{"$f":"IF($D56=\"\",0,(_xlfn.XLOOKUP($D56,Daten!$A$152:$A$154,_xlfn.XLOOKUP(Y$6,Daten!$B$151:$M$151,Daten!$B$152:$M$154))\n+IF($G56>_xlfn.XLOOKUP($D56,GI!$C$77:$G$77,GI!$C$80:$G$80),($G56-_xlfn.XLOOKUP($D56,GI!$C$77:$G$77,GI!$C$80:$G$80))/4,0))\n*_xlfn.XLOOKUP(Y$6,Daten!$B$151:$M$151,Daten!$B$150:$M$150)*$Q56*24/1000)","v":0},{"$f":"IF($D56=\"\",0,(_xlfn.XLOOKUP($D56,Daten!$A$152:$A$154,_xlfn.XLOOKUP(Z$6,Daten!$B$151:$M$151,Daten!$B$152:$M$154))\n+IF($G56>_xlfn.XLOOKUP($D56,GI!$C$77:$G$77,GI!$C$80:$G$80),($G56-_xlfn.XLOOKUP($D56,GI!$C$77:$G$77,GI!$C$80:$G$80))/4,0))\n*_xlfn.XLOOKUP(Z$6,Daten!$B$151:$M$151,Daten!$B$150:$M$150)*$Q56*24/1000)","v":0},{"$f":"IF($D56=\"\",0,(_xlfn.XLOOKUP($D56,Daten!$A$152:$A$154,_xlfn.XLOOKUP(AA$6,Daten!$B$151:$M$151,Daten!$B$152:$M$154))\n+IF($G56>_xlfn.XLOOKUP($D56,GI!$C$77:$G$77,GI!$C$80:$G$80),($G56-_xlfn.XLOOKUP($D56,GI!$C$77:$G$77,GI!$C$80:$G$80))/4,0))\n*_xlfn.XLOOKUP(AA$6,Daten!$B$151:$M$151,Daten!$B$150:$M$150)*$Q56*24/1000)","v":0},{"$f":"IF($D56=\"\",0,(_xlfn.XLOOKUP($D56,Daten!$A$152:$A$154,_xlfn.XLOOKUP(AB$6,Daten!$B$151:$M$151,Daten!$B$152:$M$154))\n+IF($G56>_xlfn.XLOOKUP($D56,GI!$C$77:$G$77,GI!$C$80:$G$80),($G56-_xlfn.XLOOKUP($D56,GI!$C$77:$G$77,GI!$C$80:$G$80))/4,0))\n*_xlfn.XLOOKUP(AB$6,Daten!$B$151:$M$151,Daten!$B$150:$M$150)*$Q56*24/1000)","v":0},{"$f":"IF($D56=\"\",0,(_xlfn.XLOOKUP($D56,Daten!$A$152:$A$154,_xlfn.XLOOKUP(AC$6,Daten!$B$151:$M$151,Daten!$B$152:$M$154))\n+IF($G56>_xlfn.XLOOKUP($D56,GI!$C$77:$G$77,GI!$C$80:$G$80),($G56-_xlfn.XLOOKUP($D56,GI!$C$77:$G$77,GI!$C$80:$G$80))/4,0))\n*_xlfn.XLOOKUP(AC$6,Daten!$B$151:$M$151,Daten!$B$150:$M$150)*$Q56*24/1000)","v":0},0,{"$f":"(IF($O56=\"\",0,_xlfn.XLOOKUP($O56,Daten!$A$79:$A$95,Daten!B$79:B$95))*$E56*0.9*$I56\n*IF(ISNUMBER($J56),$J56,0.75)\n*$AV56)","v":{"v":0,"d":"0.00"}},{"$f":"(IF($O56=\"\",0,_xlfn.XLOOKUP($O56,Daten!$A$79:$A$95,Daten!C$79:C$95))*$E56*0.9*$I56\n*IF(ISNUMBER($J56),$J56,0.75)\n*$AV56)","v":{"v":0,"d":"0.00"}},{"$f":"(IF($O56=\"\",0,_xlfn.XLOOKUP($O56,Daten!$A$79:$A$95,Daten!D$79:D$95))*$E56*0.9*$I56\n*IF(ISNUMBER($J56),$J56,0.75)\n*$AV56)","v":{"v":0,"d":"0.00"}},{"$f":"(IF($O56=\"\",0,_xlfn.XLOOKUP($O56,Daten!$A$79:$A$95,Daten!E$79:E$95))*$E56*0.9*$I56\n*IF(ISNUMBER($J56),$J56,0.75)\n*$AV56)","v":{"v":0,"d":"0.00"}},{"$f":"(IF($O56=\"\",0,_xlfn.XLOOKUP($O56,Daten!$A$79:$A$95,Daten!F$79:F$95))*$E56*0.9*$I56\n*IF(ISNUMBER($J56),$J56,0.75)\n*$AV56)","v":{"v":0,"d":"0.00"}},{"$f":"(IF($O56=\"\",0,_xlfn.XLOOKUP($O56,Daten!$A$79:$A$95,Daten!G$79:G$95))*$E56*0.9*$I56\n*IF(ISNUMBER($J56),$J56,0.75)\n*$AV56)","v":{"v":0,"d":"0.00"}},{"$f":"(IF($O56=\"\",0,_xlfn.XLOOKUP($O56,Daten!$A$79:$A$95,Daten!H$79:H$95))*$E56*0.9*$I56\n*IF(ISNUMBER($J56),$J56,0.75)\n*$AV56)","v":{"v":0,"d":"0.00"}},{"$f":"(IF($O56=\"\",0,_xlfn.XLOOKUP($O56,Daten!$A$79:$A$95,Daten!I$79:I$95))*$E56*0.9*$I56\n*IF(ISNUMBER($J56),$J56,0.75)\n*$AV56)","v":{"v":0,"d":"0.00"}},{"$f":"(IF($O56=\"\",0,_xlfn.XLOOKUP($O56,Daten!$A$79:$A$95,Daten!J$79:J$95))*$E56*0.9*$I56\n*IF(ISNUMBER($J56),$J56,0.75)\n*$AV56)","v":{"v":0,"d":"0.00"}},{"$f":"(IF($O56=\"\",0,_xlfn.XLOOKUP($O56,Daten!$A$79:$A$95,Daten!K$79:K$95))*$E56*0.9*$I56\n*IF(ISNUMBER($J56),$J56,0.75)\n*$AV56)","v":{"v":0,"d":"0.00"}},{"$f":"(IF($O56=\"\",0,_xlfn.XLOOKUP($O56,Daten!$A$79:$A$95,Daten!L$79:L$95))*$E56*0.9*$I56\n*IF(ISNUMBER($J56),$J56,0.75)\n*$AV56)","v":{"v":0,"d":"0.00"}},{"$f":"(IF($O56=\"\",0,_xlfn.XLOOKUP($O56,Daten!$A$79:$A$95,Daten!M$79:M$95))*$E56*0.9*$I56\n*IF(ISNUMBER($J56),$J56,0.75)\n*$AV56)","v":{"v":0,"d":"0.00"}},{"v":0,"d":"0.00"},{"$f":"IFERROR(_xlfn.XLOOKUP(K56,Daten!$C$109:$C$116,_xlfn.XLOOKUP(O56,Daten!$E$108:$U$108,Daten!$E$109:$U$116)),1)","v":{"v":1,"d":"1.00"}},{"$f":"IFERROR(IF(O56=\"H\",1,_xlfn.XLOOKUP(L56,Daten!$C$127:$C$132,_xlfn.XLOOKUP(O56,Daten!$E$126:$U$126,Daten!$E$127:$U$132))),1)","v":{"v":1,"d":"1.00"}},{"$f":"IFERROR(IF(O56=\"H\",1,_xlfn.XLOOKUP(M56,Daten!$C$143:$C$148,_xlfn.XLOOKUP(O56,Daten!$E$142:$U$142,Daten!$E$143:$U$148))),1)","v":{"v":1,"d":"1.00"}},{"$f":"IFERROR(IF(O56=\"H\",1,_xlfn.XLOOKUP(N56,Daten!$C$143:$C$148,_xlfn.XLOOKUP(O56,Daten!$E$142:$U$142,Daten!$E$143:$U$148))),1)","v":{"v":1,"d":"1.00"}},{"v":1,"d":"1.00"}]
[{"$nulls":16},0,{"$f":"IF($D57=\"\",0,(_xlfn.XLOOKUP($D57,Daten!$A$152:$A$154,_xlfn.XLOOKUP(R$6,Daten!$B$151:$M$151,Daten!$B$152:$M$154))\n+IF($G57>_xlfn.XLOOKUP($D57,GI!$C$77:$G$77,GI!$C$80:$G$80),($G57-_xlfn.XLOOKUP($D57,GI!$C$77:$G$77,GI!$C$80:$G$80))/4,0))\n*_xlfn.XLOOKUP(R$6,Daten!$B$151:$M$151,Daten!$B$150:$M$150)*$Q57*24/1000)","v":0},{"$f":"IF($D57=\"\",0,(_xlfn.XLOOKUP($D57,Daten!$A$152:$A$154,_xlfn.XLOOKUP(S$6,Daten!$B$151:$M$151,Daten!$B$152:$M$154))\n+IF($G57>_xlfn.XLOOKUP($D57,GI!$C$77:$G$77,GI!$C$80:$G$80),($G57-_xlfn.XLOOKUP($D57,GI!$C$77:$G$77,GI!$C$80:$G$80))/4,0))\n*_xlfn.XLOOKUP(S$6,Daten!$B$151:$M$151,Daten!$B$150:$M$150)*$Q57*24/1000)","v":0},{"$f":"IF($D57=\"\",0,(_xlfn.XLOOKUP($D57,Daten!$A$152:$A$154,_xlfn.XLOOKUP(T$6,Daten!$B$151:$M$151,Daten!$B$152:$M$154))\n+IF($G57>_xlfn.XLOOKUP($D57,GI!$C$77:$G$77,GI!$C$80:$G$80),($G57-_xlfn.XLOOKUP($D57,GI!$C$77:$G$77,GI!$C$80:$G$80))/4,0))\n*_xlfn.XLOOKUP(T$6,Daten!$B$151:$M$151,Daten!$B$150:$M$150)*$Q57*24/1000)","v":0},{"$f":"IF($D57=\"\",0,(_xlfn.XLOOKUP($D57,Daten!$A$152:$A$154,_xlfn.XLOOKUP(U$6,Daten!$B$151:$M$151,Daten!$B$152:$M$154))\n+IF($G57>_xlfn.XLOOKUP($D57,GI!$C$77:$G$77,GI!$C$80:$G$80),($G57-_xlfn.XLOOKUP($D57,GI!$C$77:$G$77,GI!$C$80:$G$80))/4,0))\n*_xlfn.XLOOKUP(U$6,Daten!$B$151:$M$151,Daten!$B$150:$M$150)*$Q57*24/1000)","v":0},{"$f":"IF($D57=\"\",0,(_xlfn.XLOOKUP($D57,Daten!$A$152:$A$154,_xlfn.XLOOKUP(V$6,Daten!$B$151:$M$151,Daten!$B$152:$M$154))\n+IF($G57>_xlfn.XLOOKUP($D57,GI!$C$77:$G$77,GI!$C$80:$G$80),($G57-_xlfn.XLOOKUP($D57,GI!$C$77:$G$77,GI!$C$80:$G$80))/4,0))\n*_xlfn.XLOOKUP(V$6,Daten!$B$151:$M$151,Daten!$B$150:$M$150)*$Q57*24/1000)","v":0},{"$f":"IF($D57=\"\",0,(_xlfn.XLOOKUP($D57,Daten!$A$152:$A$154,_xlfn.XLOOKUP(W$6,Daten!$B$151:$M$151,Daten!$B$152:$M$154))\n+IF($G57>_xlfn.XLOOKUP($D57,GI!$C$77:$G$77,GI!$C$80:$G$80),($G57-_xlfn.XLOOKUP($D57,GI!$C$77:$G$77,GI!$C$80:$G$80))/4,0))\n*_xlfn.XLOOKUP(W$6,Daten!$B$151:$M$151,Daten!$B$150:$M$150)*$Q57*24/1000)","v":0},{"$f":"IF($D57=\"\",0,(_xlfn.XLOOKUP($D57,Daten!$A$152:$A$154,_xlfn.XLOOKUP(X$6,Daten!$B$151:$M$151,Daten!$B$152:$M$154))\n+IF($G57>_xlfn.XLOOKUP($D57,GI!$C$77:$G$77,GI!$C$80:$G$80),($G57-_xlfn.XLOOKUP($D57,GI!$C$77:$G$77,GI!$C$80:$G$80))/4,0))\n*_xlfn.XLOOKUP(X$6,Daten!$B$151:$M$151,Daten!$B$150:$M$150)*$Q57*24/1000)","v":0},{"$f":"IF($D57=\"\",0,(_xlfn.XLOOKUP($D57,Daten!$A$152:$A$154,_xlfn.XLOOKUP(Y$6,Daten!$B$151:$M$151,Daten!$B$152:$M$154))\n+IF($G57>_xlfn.XLOOKUP($D57,GI!$C$77:$G$77,GI!$C$80:$G$80),($G57-_xlfn.XLOOKUP($D57,GI!$C$77:$G$77,GI!$C$80:$G$80))/4,0))\n*_xlfn.XLOOKUP(Y$6,Daten!$B$151:$M$151,Daten!$B$150:$M$150)*$Q57*24/1000)","v":0},{"$f":"IF($D57=\"\",0,(_xlfn.XLOOKUP($D57,Daten!$A$152:$A$154,_xlfn.XLOOKUP(Z$6,Daten!$B$151:$M$151,Daten!$B$152:$M$154))\n+IF($G57>_xlfn.XLOOKUP($D57,GI!$C$77:$G$77,GI!$C$80:$G$80),($G57-_xlfn.XLOOKUP($D57,GI!$C$77:$G$77,GI!$C$80:$G$80))/4,0))\n*_xlfn.XLOOKUP(Z$6,Daten!$B$151:$M$151,Daten!$B$150:$M$150)*$Q57*24/1000)","v":0},{"$f":"IF($D57=\"\",0,(_xlfn.XLOOKUP($D57,Daten!$A$152:$A$154,_xlfn.XLOOKUP(AA$6,Daten!$B$151:$M$151,Daten!$B$152:$M$154))\n+IF($G57>_xlfn.XLOOKUP($D57,GI!$C$77:$G$77,GI!$C$80:$G$80),($G57-_xlfn.XLOOKUP($D57,GI!$C$77:$G$77,GI!$C$80:$G$80))/4,0))\n*_xlfn.XLOOKUP(AA$6,Daten!$B$151:$M$151,Daten!$B$150:$M$150)*$Q57*24/1000)","v":0},{"$f":"IF($D57=\"\",0,(_xlfn.XLOOKUP($D57,Daten!$A$152:$A$154,_xlfn.XLOOKUP(AB$6,Daten!$B$151:$M$151,Daten!$B$152:$M$154))\n+IF($G57>_xlfn.XLOOKUP($D57,GI!$C$77:$G$77,GI!$C$80:$G$80),($G57-_xlfn.XLOOKUP($D57,GI!$C$77:$G$77,GI!$C$80:$G$80))/4,0))\n*_xlfn.XLOOKUP(AB$6,Daten!$B$151:$M$151,Daten!$B$150:$M$150)*$Q57*24/1000)","v":0},{"$f":"IF($D57=\"\",0,(_xlfn.XLOOKUP($D57,Daten!$A$152:$A$154,_xlfn.XLOOKUP(AC$6,Daten!$B$151:$M$151,Daten!$B$152:$M$154))\n+IF($G57>_xlfn.XLOOKUP($D57,GI!$C$77:$G$77,GI!$C$80:$G$80),($G57-_xlfn.XLOOKUP($D57,GI!$C$77:$G$77,GI!$C$80:$G$80))/4,0))\n*_xlfn.XLOOKUP(AC$6,Daten!$B$151:$M$151,Daten!$B$150:$M$150)*$Q57*24/1000)","v":0},0,{"$f":"(IF($O57=\"\",0,_xlfn.XLOOKUP($O57,Daten!$A$79:$A$95,Daten!B$79:B$95))*$E57*0.9*$I57\n*IF(ISNUMBER($J57),$J57,0.75)\n*$AV57)","v":{"v":0,"d":"0.00"}},{"$f":"(IF($O57=\"\",0,_xlfn.XLOOKUP($O57,Daten!$A$79:$A$95,Daten!C$79:C$95))*$E57*0.9*$I57\n*IF(ISNUMBER($J57),$J57,0.75)\n*$AV57)","v":{"v":0,"d":"0.00"}},{"$f":"(IF($O57=\"\",0,_xlfn.XLOOKUP($O57,Daten!$A$79:$A$95,Daten!D$79:D$95))*$E57*0.9*$I57\n*IF(ISNUMBER($J57),$J57,0.75)\n*$AV57)","v":{"v":0,"d":"0.00"}},{"$f":"(IF($O57=\"\",0,_xlfn.XLOOKUP($O57,Daten!$A$79:$A$95,Daten!E$79:E$95))*$E57*0.9*$I57\n*IF(ISNUMBER($J57),$J57,0.75)\n*$AV57)","v":{"v":0,"d":"0.00"}},{"$f":"(IF($O57=\"\",0,_xlfn.XLOOKUP($O57,Daten!$A$79:$A$95,Daten!F$79:F$95))*$E57*0.9*$I57\n*IF(ISNUMBER($J57),$J57,0.75)\n*$AV57)","v":{"v":0,"d":"0.00"}},{"$f":"(IF($O57=\"\",0,_xlfn.XLOOKUP($O57,Daten!$A$79:$A$95,Daten!G$79:G$95))*$E57*0.9*$I57\n*IF(ISNUMBER($J57),$J57,0.75)\n*$AV57)","v":{"v":0,"d":"0.00"}},{"$f":"(IF($O57=\"\",0,_xlfn.XLOOKUP($O57,Daten!$A$79:$A$95,Daten!H$79:H$95))*$E57*0.9*$I57\n*IF(ISNUMBER($J57),$J57,0.75)\n*$AV57)","v":{"v":0,"d":"0.00"}},{"$f":"(IF($O57=\"\",0,_xlfn.XLOOKUP($O57,Daten!$A$79:$A$95,Daten!I$79:I$95))*$E57*0.9*$I57\n*IF(ISNUMBER($J57),$J57,0.75)\n*$AV57)","v":{"v":0,"d":"0.00"}},{"$f":"(IF($O57=\"\",0,_xlfn.XLOOKUP($O57,Daten!$A$79:$A$95,Daten!J$79:J$95))*$E57*0.9*$I57\n*IF(ISNUMBER($J57),$J57,0.75)\n*$AV57)","v":{"v":0,"d":"0.00"}},{"$f":"(IF($O57=\"\",0,_xlfn.XLOOKUP($O57,Daten!$A$79:$A$95,Daten!K$79:K$95))*$E57*0.9*$I57\n*IF(ISNUMBER($J57),$J57,0.75)\n*$AV57)","v":{"v":0,"d":"0.00"}},{"$f":"(IF($O57=\"\",0,_xlfn.XLOOKUP($O57,Daten!$A$79:$A$95,Daten!L$79:L$95))*$E57*0.9*$I57\n*IF(ISNUMBER($J57),$J57,0.75)\n*$AV57)","v":{"v":0,"d":"0.00"}},{"$f":"(IF($O57=\"\",0,_xlfn.XLOOKUP($O57,Daten!$A$79:$A$95,Daten!M$79:M$95))*$E57*0.9*$I57\n*IF(ISNUMBER($J57),$J57,0.75)\n*$AV57)","v":{"v":0,"d":"0.00"}},{"v":0,"d":"0.00"},{"$f":"IFERROR(_xlfn.XLOOKUP(K57,Daten!$C$109:$C$116,_xlfn.XLOOKUP(O57,Daten!$E$108:$U$108,Daten!$E$109:$U$116)),1)","v":{"v":1,"d":"1.00"}},{"$f":"IFERROR(IF(O57=\"H\",1,_xlfn.XLOOKUP(L57,Daten!$C$127:$C$132,_xlfn.XLOOKUP(O57,Daten!$E$126:$U$126,Daten!$E$127:$U$132))),1)","v":{"v":1,"d":"1.00"}},{"$f":"IFERROR(IF(O57=\"H\",1,_xlfn.XLOOKUP(M57,Daten!$C$143:$C$148,_xlfn.XLOOKUP(O57,Daten!$E$142:$U$142,Daten!$E$143:$U$148))),1)","v":{"v":1,"d":"1.00"}},{"$f":"IFERROR(IF(O57=\"H\",1,_xlfn.XLOOKUP(N57,Daten!$C$143:$C$148,_xlfn.XLOOKUP(O57,Daten!$E$142:$U$142,Daten!$E$143:$U$148))),1)","v":{"v":1,"d":"1.00"}},{"v":1,"d":"1.00"}]
[{"$nulls":16},0,{"$f":"IF($D58=\"\",0,(_xlfn.XLOOKUP($D58,Daten!$A$152:$A$154,_xlfn.XLOOKUP(R$6,Daten!$B$151:$M$151,Daten!$B$152:$M$154))\n+IF($G58>_xlfn.XLOOKUP($D58,GI!$C$77:$G$77,GI!$C$80:$G$80),($G58-_xlfn.XLOOKUP($D58,GI!$C$77:$G$77,GI!$C$80:$G$80))/4,0))\n*_xlfn.XLOOKUP(R$6,Daten!$B$151:$M$151,Daten!$B$150:$M$150)*$Q58*24/1000)","v":0},{"$f":"IF($D58=\"\",0,(_xlfn.XLOOKUP($D58,Daten!$A$152:$A$154,_xlfn.XLOOKUP(S$6,Daten!$B$151:$M$151,Daten!$B$152:$M$154))\n+IF($G58>_xlfn.XLOOKUP($D58,GI!$C$77:$G$77,GI!$C$80:$G$80),($G58-_xlfn.XLOOKUP($D58,GI!$C$77:$G$77,GI!$C$80:$G$80))/4,0))\n*_xlfn.XLOOKUP(S$6,Daten!$B$151:$M$151,Daten!$B$150:$M$150)*$Q58*24/1000)","v":0},{"$f":"IF($D58=\"\",0,(_xlfn.XLOOKUP($D58,Daten!$A$152:$A$154,_xlfn.XLOOKUP(T$6,Daten!$B$151:$M$151,Daten!$B$152:$M$154))\n+IF($G58>_xlfn.XLOOKUP($D58,GI!$C$77:$G$77,GI!$C$80:$G$80),($G58-_xlfn.XLOOKUP($D58,GI!$C$77:$G$77,GI!$C$80:$G$80))/4,0))\n*_xlfn.XLOOKUP(T$6,Daten!$B$151:$M$151,Daten!$B$150:$M$150)*$Q58*24/1000)","v":0},{"$f":"IF($D58=\"\",0,(_xlfn.XLOOKUP($D58,Daten!$A$152:$A$154,_xlfn.XLOOKUP(U$6,Daten!$B$151:$M$151,Daten!$B$152:$M$154))\n+IF($G58>_xlfn.XLOOKUP($D58,GI!$C$77:$G$77,GI!$C$80:$G$80),($G58-_xlfn.XLOOKUP($D58,GI!$C$77:$G$77,GI!$C$80:$G$80))/4,0))\n*_xlfn.XLOOKUP(U$6,Daten!$B$151:$M$151,Daten!$B$150:$M$150)*$Q58*24/1000)","v":0},{"$f":"IF($D58=\"\",0,(_xlfn.XLOOKUP($D58,Daten!$A$152:$A$154,_xlfn.XLOOKUP(V$6,Daten!$B$151:$M$151,Daten!$B$152:$M$154))\n+IF($G58>_xlfn.XLOOKUP($D58,GI!$C$77:$G$77,GI!$C$80:$G$80),($G58-_xlfn.XLOOKUP($D58,GI!$C$77:$G$77,GI!$C$80:$G$80))/4,0))\n*_xlfn.XLOOKUP(V$6,Daten!$B$151:$M$151,Daten!$B$150:$M$150)*$Q58*24/1000)","v":0},{"$f":"IF($D58=\"\",0,(_xlfn.XLOOKUP($D58,Daten!$A$152:$A$154,_xlfn.XLOOKUP(W$6,Daten!$B$151:$M$151,Daten!$B$152:$M$154))\n+IF($G58>_xlfn.XLOOKUP($D58,GI!$C$77:$G$77,GI!$C$80:$G$80),($G58-_xlfn.XLOOKUP($D58,GI!$C$77:$G$77,GI!$C$80:$G$80))/4,0))\n*_xlfn.XLOOKUP(W$6,Daten!$B$151:$M$151,Daten!$B$150:$M$150)*$Q58*24/1000)","v":0},{"$f":"IF($D58=\"\",0,(_xlfn.XLOOKUP($D58,Daten!$A$152:$A$154,_xlfn.XLOOKUP(X$6,Daten!$B$151:$M$151,Daten!$B$152:$M$154))\n+IF($G58>_xlfn.XLOOKUP($D58,GI!$C$77:$G$77,GI!$C$80:$G$80),($G58-_xlfn.XLOOKUP($D58,GI!$C$77:$G$77,GI!$C$80:$G$80))/4,0))\n*_xlfn.XLOOKUP(X$6,Daten!$B$151:$M$151,Daten!$B$150:$M$150)*$Q58*24/1000)","v":0},{"$f":"IF($D58=\"\",0,(_xlfn.XLOOKUP($D58,Daten!$A$152:$A$154,_xlfn.XLOOKUP(Y$6,Daten!$B$151:$M$151,Daten!$B$152:$M$154))\n+IF($G58>_xlfn.XLOOKUP($D58,GI!$C$77:$G$77,GI!$C$80:$G$80),($G58-_xlfn.XLOOKUP($D58,GI!$C$77:$G$77,GI!$C$80:$G$80))/4,0))\n*_xlfn.XLOOKUP(Y$6,Daten!$B$151:$M$151,Daten!$B$150:$M$150)*$Q58*24/1000)","v":0},{"$f":"IF($D58=\"\",0,(_xlfn.XLOOKUP($D58,Daten!$A$152:$A$154,_xlfn.XLOOKUP(Z$6,Daten!$B$151:$M$151,Daten!$B$152:$M$154))\n+IF($G58>_xlfn.XLOOKUP($D58,GI!$C$77:$G$77,GI!$C$80:$G$80),($G58-_xlfn.XLOOKUP($D58,GI!$C$77:$G$77,GI!$C$80:$G$80))/4,0))\n*_xlfn.XLOOKUP(Z$6,Daten!$B$151:$M$151,Daten!$B$150:$M$150)*$Q58*24/1000)","v":0},{"$f":"IF($D58=\"\",0,(_xlfn.XLOOKUP($D58,Daten!$A$152:$A$154,_xlfn.XLOOKUP(AA$6,Daten!$B$151:$M$151,Daten!$B$152:$M$154))\n+IF($G58>_xlfn.XLOOKUP($D58,GI!$C$77:$G$77,GI!$C$80:$G$80),($G58-_xlfn.XLOOKUP($D58,GI!$C$77:$G$77,GI!$C$80:$G$80))/4,0))\n*_xlfn.XLOOKUP(AA$6,Daten!$B$151:$M$151,Daten!$B$150:$M$150)*$Q58*24/1000)","v":0},{"$f":"IF($D58=\"\",0,(_xlfn.XLOOKUP($D58,Daten!$A$152:$A$154,_xlfn.XLOOKUP(AB$6,Daten!$B$151:$M$151,Daten!$B$152:$M$154))\n+IF($G58>_xlfn.XLOOKUP($D58,GI!$C$77:$G$77,GI!$C$80:$G$80),($G58-_xlfn.XLOOKUP($D58,GI!$C$77:$G$77,GI!$C$80:$G$80))/4,0))\n*_xlfn.XLOOKUP(AB$6,Daten!$B$151:$M$151,Daten!$B$150:$M$150)*$Q58*24/1000)","v":0},{"$f":"IF($D58=\"\",0,(_xlfn.XLOOKUP($D58,Daten!$A$152:$A$154,_xlfn.XLOOKUP(AC$6,Daten!$B$151:$M$151,Daten!$B$152:$M$154))\n+IF($G58>_xlfn.XLOOKUP($D58,GI!$C$77:$G$77,GI!$C$80:$G$80),($G58-_xlfn.XLOOKUP($D58,GI!$C$77:$G$77,GI!$C$80:$G$80))/4,0))\n*_xlfn.XLOOKUP(AC$6,Daten!$B$151:$M$151,Daten!$B$150:$M$150)*$Q58*24/1000)","v":0},0,{"$f":"(IF($O58=\"\",0,_xlfn.XLOOKUP($O58,Daten!$A$79:$A$95,Daten!B$79:B$95))*$E58*0.9*$I58\n*IF(ISNUMBER($J58),$J58,0.75)\n*$AV58)","v":{"v":0,"d":"0.00"}},{"$f":"(IF($O58=\"\",0,_xlfn.XLOOKUP($O58,Daten!$A$79:$A$95,Daten!C$79:C$95))*$E58*0.9*$I58\n*IF(ISNUMBER($J58),$J58,0.75)\n*$AV58)","v":{"v":0,"d":"0.00"}},{"$f":"(IF($O58=\"\",0,_xlfn.XLOOKUP($O58,Daten!$A$79:$A$95,Daten!D$79:D$95))*$E58*0.9*$I58\n*IF(ISNUMBER($J58),$J58,0.75)\n*$AV58)","v":{"v":0,"d":"0.00"}},{"$f":"(IF($O58=\"\",0,_xlfn.XLOOKUP($O58,Daten!$A$79:$A$95,Daten!E$79:E$95))*$E58*0.9*$I58\n*IF(ISNUMBER($J58),$J58,0.75)\n*$AV58)","v":{"v":0,"d":"0.00"}},{"$f":"(IF($O58=\"\",0,_xlfn.XLOOKUP($O58,Daten!$A$79:$A$95,Daten!F$79:F$95))*$E58*0.9*$I58\n*IF(ISNUMBER($J58),$J58,0.75)\n*$AV58)","v":{"v":0,"d":"0.00"}},{"$f":"(IF($O58=\"\",0,_xlfn.XLOOKUP($O58,Daten!$A$79:$A$95,Daten!G$79:G$95))*$E58*0.9*$I58\n*IF(ISNUMBER($J58),$J58,0.75)\n*$AV58)","v":{"v":0,"d":"0.00"}},{"$f":"(IF($O58=\"\",0,_xlfn.XLOOKUP($O58,Daten!$A$79:$A$95,Daten!H$79:H$95))*$E58*0.9*$I58\n*IF(ISNUMBER($J58),$J58,0.75)\n*$AV58)","v":{"v":0,"d":"0.00"}},{"$f":"(IF($O58=\"\",0,_xlfn.XLOOKUP($O58,Daten!$A$79:$A$95,Daten!I$79:I$95))*$E58*0.9*$I58\n*IF(ISNUMBER($J58),$J58,0.75)\n*$AV58)","v":{"v":0,"d":"0.00"}},{"$f":"(IF($O58=\"\",0,_xlfn.XLOOKUP($O58,Daten!$A$79:$A$95,Daten!J$79:J$95))*$E58*0.9*$I58\n*IF(ISNUMBER($J58),$J58,0.75)\n*$AV58)","v":{"v":0,"d":"0.00"}},{"$f":"(IF($O58=\"\",0,_xlfn.XLOOKUP($O58,Daten!$A$79:$A$95,Daten!K$79:K$95))*$E58*0.9*$I58\n*IF(ISNUMBER($J58),$J58,0.75)\n*$AV58)","v":{"v":0,"d":"0.00"}},{"$f":"(IF($O58=\"\",0,_xlfn.XLOOKUP($O58,Daten!$A$79:$A$95,Daten!L$79:L$95))*$E58*0.9*$I58\n*IF(ISNUMBER($J58),$J58,0.75)\n*$AV58)","v":{"v":0,"d":"0.00"}},{"$f":"(IF($O58=\"\",0,_xlfn.XLOOKUP($O58,Daten!$A$79:$A$95,Daten!M$79:M$95))*$E58*0.9*$I58\n*IF(ISNUMBER($J58),$J58,0.75)\n*$AV58)","v":{"v":0,"d":"0.00"}},{"v":0,"d":"0.00"},{"$f":"IFERROR(_xlfn.XLOOKUP(K58,Daten!$C$109:$C$116,_xlfn.XLOOKUP(O58,Daten!$E$108:$U$108,Daten!$E$109:$U$116)),1)","v":{"v":1,"d":"1.00"}},{"$f":"IFERROR(IF(O58=\"H\",1,_xlfn.XLOOKUP(L58,Daten!$C$127:$C$132,_xlfn.XLOOKUP(O58,Daten!$E$126:$U$126,Daten!$E$127:$U$132))),1)","v":{"v":1,"d":"1.00"}},{"$f":"IFERROR(IF(O58=\"H\",1,_xlfn.XLOOKUP(M58,Daten!$C$143:$C$148,_xlfn.XLOOKUP(O58,Daten!$E$142:$U$142,Daten!$E$143:$U$148))),1)","v":{"v":1,"d":"1.00"}},{"$f":"IFERROR(IF(O58=\"H\",1,_xlfn.XLOOKUP(N58,Daten!$C$143:$C$148,_xlfn.XLOOKUP(O58,Daten!$E$142:$U$142,Daten!$E$143:$U$148))),1)","v":{"v":1,"d":"1.00"}},{"v":1,"d":"1.00"}]
[{"$nulls":16},0,{"$f":"IF($D59=\"\",0,(_xlfn.XLOOKUP($D59,Daten!$A$152:$A$154,_xlfn.XLOOKUP(R$6,Daten!$B$151:$M$151,Daten!$B$152:$M$154))\n+IF($G59>_xlfn.XLOOKUP($D59,GI!$C$77:$G$77,GI!$C$80:$G$80),($G59-_xlfn.XLOOKUP($D59,GI!$C$77:$G$77,GI!$C$80:$G$80))/4,0))\n*_xlfn.XLOOKUP(R$6,Daten!$B$151:$M$151,Daten!$B$150:$M$150)*$Q59*24/1000)","v":0},{"$f":"IF($D59=\"\",0,(_xlfn.XLOOKUP($D59,Daten!$A$152:$A$154,_xlfn.XLOOKUP(S$6,Daten!$B$151:$M$151,Daten!$B$152:$M$154))\n+IF($G59>_xlfn.XLOOKUP($D59,GI!$C$77:$G$77,GI!$C$80:$G$80),($G59-_xlfn.XLOOKUP($D59,GI!$C$77:$G$77,GI!$C$80:$G$80))/4,0))\n*_xlfn.XLOOKUP(S$6,Daten!$B$151:$M$151,Daten!$B$150:$M$150)*$Q59*24/1000)","v":0},{"$f":"IF($D59=\"\",0,(_xlfn.XLOOKUP($D59,Daten!$A$152:$A$154,_xlfn.XLOOKUP(T$6,Daten!$B$151:$M$151,Daten!$B$152:$M$154))\n+IF($G59>_xlfn.XLOOKUP($D59,GI!$C$77:$G$77,GI!$C$80:$G$80),($G59-_xlfn.XLOOKUP($D59,GI!$C$77:$G$77,GI!$C$80:$G$80))/4,0))\n*_xlfn.XLOOKUP(T$6,Daten!$B$151:$M$151,Daten!$B$150:$M$150)*$Q59*24/1000)","v":0},{"$f":"IF($D59=\"\",0,(_xlfn.XLOOKUP($D59,Daten!$A$152:$A$154,_xlfn.XLOOKUP(U$6,Daten!$B$151:$M$151,Daten!$B$152:$M$154))\n+IF($G59>_xlfn.XLOOKUP($D59,GI!$C$77:$G$77,GI!$C$80:$G$80),($G59-_xlfn.XLOOKUP($D59,GI!$C$77:$G$77,GI!$C$80:$G$80))/4,0))\n*_xlfn.XLOOKUP(U$6,Daten!$B$151:$M$151,Daten!$B$150:$M$150)*$Q59*24/1000)","v":0},{"$f":"IF($D59=\"\",0,(_xlfn.XLOOKUP($D59,Daten!$A$152:$A$154,_xlfn.XLOOKUP(V$6,Daten!$B$151:$M$151,Daten!$B$152:$M$154))\n+IF($G59>_xlfn.XLOOKUP($D59,GI!$C$77:$G$77,GI!$C$80:$G$80),($G59-_xlfn.XLOOKUP($D59,GI!$C$77:$G$77,GI!$C$80:$G$80))/4,0))\n*_xlfn.XLOOKUP(V$6,Daten!$B$151:$M$151,Daten!$B$150:$M$150)*$Q59*24/1000)","v":0},{"$f":"IF($D59=\"\",0,(_xlfn.XLOOKUP($D59,Daten!$A$152:$A$154,_xlfn.XLOOKUP(W$6,Daten!$B$151:$M$151,Daten!$B$152:$M$154))\n+IF($G59>_xlfn.XLOOKUP($D59,GI!$C$77:$G$77,GI!$C$80:$G$80),($G59-_xlfn.XLOOKUP($D59,GI!$C$77:$G$77,GI!$C$80:$G$80))/4,0))\n*_xlfn.XLOOKUP(W$6,Daten!$B$151:$M$151,Daten!$B$150:$M$150)*$Q59*24/1000)","v":0},{"$f":"IF($D59=\"\",0,(_xlfn.XLOOKUP($D59,Daten!$A$152:$A$154,_xlfn.XLOOKUP(X$6,Daten!$B$151:$M$151,Daten!$B$152:$M$154))\n+IF($G59>_xlfn.XLOOKUP($D59,GI!$C$77:$G$77,GI!$C$80:$G$80),($G59-_xlfn.XLOOKUP($D59,GI!$C$77:$G$77,GI!$C$80:$G$80))/4,0))\n*_xlfn.XLOOKUP(X$6,Daten!$B$151:$M$151,Daten!$B$150:$M$150)*$Q59*24/1000)","v":0},{"$f":"IF($D59=\"\",0,(_xlfn.XLOOKUP($D59,Daten!$A$152:$A$154,_xlfn.XLOOKUP(Y$6,Daten!$B$151:$M$151,Daten!$B$152:$M$154))\n+IF($G59>_xlfn.XLOOKUP($D59,GI!$C$77:$G$77,GI!$C$80:$G$80),($G59-_xlfn.XLOOKUP($D59,GI!$C$77:$G$77,GI!$C$80:$G$80))/4,0))\n*_xlfn.XLOOKUP(Y$6,Daten!$B$151:$M$151,Daten!$B$150:$M$150)*$Q59*24/1000)","v":0},{"$f":"IF($D59=\"\",0,(_xlfn.XLOOKUP($D59,Daten!$A$152:$A$154,_xlfn.XLOOKUP(Z$6,Daten!$B$151:$M$151,Daten!$B$152:$M$154))\n+IF($G59>_xlfn.XLOOKUP($D59,GI!$C$77:$G$77,GI!$C$80:$G$80),($G59-_xlfn.XLOOKUP($D59,GI!$C$77:$G$77,GI!$C$80:$G$80))/4,0))\n*_xlfn.XLOOKUP(Z$6,Daten!$B$151:$M$151,Daten!$B$150:$M$150)*$Q59*24/1000)","v":0},{"$f":"IF($D59=\"\",0,(_xlfn.XLOOKUP($D59,Daten!$A$152:$A$154,_xlfn.XLOOKUP(AA$6,Daten!$B$151:$M$151,Daten!$B$152:$M$154))\n+IF($G59>_xlfn.XLOOKUP($D59,GI!$C$77:$G$77,GI!$C$80:$G$80),($G59-_xlfn.XLOOKUP($D59,GI!$C$77:$G$77,GI!$C$80:$G$80))/4,0))\n*_xlfn.XLOOKUP(AA$6,Daten!$B$151:$M$151,Daten!$B$150:$M$150)*$Q59*24/1000)","v":0},{"$f":"IF($D59=\"\",0,(_xlfn.XLOOKUP($D59,Daten!$A$152:$A$154,_xlfn.XLOOKUP(AB$6,Daten!$B$151:$M$151,Daten!$B$152:$M$154))\n+IF($G59>_xlfn.XLOOKUP($D59,GI!$C$77:$G$77,GI!$C$80:$G$80),($G59-_xlfn.XLOOKUP($D59,GI!$C$77:$G$77,GI!$C$80:$G$80))/4,0))\n*_xlfn.XLOOKUP(AB$6,Daten!$B$151:$M$151,Daten!$B$150:$M$150)*$Q59*24/1000)","v":0},{"$f":"IF($D59=\"\",0,(_xlfn.XLOOKUP($D59,Daten!$A$152:$A$154,_xlfn.XLOOKUP(AC$6,Daten!$B$151:$M$151,Daten!$B$152:$M$154))\n+IF($G59>_xlfn.XLOOKUP($D59,GI!$C$77:$G$77,GI!$C$80:$G$80),($G59-_xlfn.XLOOKUP($D59,GI!$C$77:$G$77,GI!$C$80:$G$80))/4,0))\n*_xlfn.XLOOKUP(AC$6,Daten!$B$151:$M$151,Daten!$B$150:$M$150)*$Q59*24/1000)","v":0},0,{"$f":"(IF($O59=\"\",0,_xlfn.XLOOKUP($O59,Daten!$A$79:$A$95,Daten!B$79:B$95))*$E59*0.9*$I59\n*IF(ISNUMBER($J59),$J59,0.75)\n*$AV59)","v":{"v":0,"d":"0.00"}},{"$f":"(IF($O59=\"\",0,_xlfn.XLOOKUP($O59,Daten!$A$79:$A$95,Daten!C$79:C$95))*$E59*0.9*$I59\n*IF(ISNUMBER($J59),$J59,0.75)\n*$AV59)","v":{"v":0,"d":"0.00"}},{"$f":"(IF($O59=\"\",0,_xlfn.XLOOKUP($O59,Daten!$A$79:$A$95,Daten!D$79:D$95))*$E59*0.9*$I59\n*IF(ISNUMBER($J59),$J59,0.75)\n*$AV59)","v":{"v":0,"d":"0.00"}},{"$f":"(IF($O59=\"\",0,_xlfn.XLOOKUP($O59,Daten!$A$79:$A$95,Daten!E$79:E$95))*$E59*0.9*$I59\n*IF(ISNUMBER($J59),$J59,0.75)\n*$AV59)","v":{"v":0,"d":"0.00"}},{"$f":"(IF($O59=\"\",0,_xlfn.XLOOKUP($O59,Daten!$A$79:$A$95,Daten!F$79:F$95))*$E59*0.9*$I59\n*IF(ISNUMBER($J59),$J59,0.75)\n*$AV59)","v":{"v":0,"d":"0.00"}},{"$f":"(IF($O59=\"\",0,_xlfn.XLOOKUP($O59,Daten!$A$79:$A$95,Daten!G$79:G$95))*$E59*0.9*$I59\n*IF(ISNUMBER($J59),$J59,0.75)\n*$AV59)","v":{"v":0,"d":"0.00"}},{"$f":"(IF($O59=\"\",0,_xlfn.XLOOKUP($O59,Daten!$A$79:$A$95,Daten!H$79:H$95))*$E59*0.9*$I59\n*IF(ISNUMBER($J59),$J59,0.75)\n*$AV59)","v":{"v":0,"d":"0.00"}},{"$f":"(IF($O59=\"\",0,_xlfn.XLOOKUP($O59,Daten!$A$79:$A$95,Daten!I$79:I$95))*$E59*0.9*$I59\n*IF(ISNUMBER($J59),$J59,0.75)\n*$AV59)","v":{"v":0,"d":"0.00"}},{"$f":"(IF($O59=\"\",0,_xlfn.XLOOKUP($O59,Daten!$A$79:$A$95,Daten!J$79:J$95))*$E59*0.9*$I59\n*IF(ISNUMBER($J59),$J59,0.75)\n*$AV59)","v":{"v":0,"d":"0.00"}},{"$f":"(IF($O59=\"\",0,_xlfn.XLOOKUP($O59,Daten!$A$79:$A$95,Daten!K$79:K$95))*$E59*0.9*$I59\n*IF(ISNUMBER($J59),$J59,0.75)\n*$AV59)","v":{"v":0,"d":"0.00"}},{"$f":"(IF($O59=\"\",0,_xlfn.XLOOKUP($O59,Daten!$A$79:$A$95,Daten!L$79:L$95))*$E59*0.9*$I59\n*IF(ISNUMBER($J59),$J59,0.75)\n*$AV59)","v":{"v":0,"d":"0.00"}},{"$f":"(IF($O59=\"\",0,_xlfn.XLOOKUP($O59,Daten!$A$79:$A$95,Daten!M$79:M$95))*$E59*0.9*$I59\n*IF(ISNUMBER($J59),$J59,0.75)\n*$AV59)","v":{"v":0,"d":"0.00"}},{"v":0,"d":"0.00"},{"$f":"IFERROR(_xlfn.XLOOKUP(K59,Daten!$C$109:$C$116,_xlfn.XLOOKUP(O59,Daten!$E$108:$U$108,Daten!$E$109:$U$116)),1)","v":{"v":1,"d":"1.00"}},{"$f":"IFERROR(IF(O59=\"H\",1,_xlfn.XLOOKUP(L59,Daten!$C$127:$C$132,_xlfn.XLOOKUP(O59,Daten!$E$126:$U$126,Daten!$E$127:$U$132))),1)","v":{"v":1,"d":"1.00"}},{"$f":"IFERROR(IF(O59=\"H\",1,_xlfn.XLOOKUP(M59,Daten!$C$143:$C$148,_xlfn.XLOOKUP(O59,Daten!$E$142:$U$142,Daten!$E$143:$U$148))),1)","v":{"v":1,"d":"1.00"}},{"$f":"IFERROR(IF(O59=\"H\",1,_xlfn.XLOOKUP(N59,Daten!$C$143:$C$148,_xlfn.XLOOKUP(O59,Daten!$E$142:$U$142,Daten!$E$143:$U$148))),1)","v":{"v":1,"d":"1.00"}},{"v":1,"d":"1.00"}]
[{"$nulls":16},0,{"$f":"IF($D60=\"\",0,(_xlfn.XLOOKUP($D60,Daten!$A$152:$A$154,_xlfn.XLOOKUP(R$6,Daten!$B$151:$M$151,Daten!$B$152:$M$154))\n+IF($G60>_xlfn.XLOOKUP($D60,GI!$C$77:$G$77,GI!$C$80:$G$80),($G60-_xlfn.XLOOKUP($D60,GI!$C$77:$G$77,GI!$C$80:$G$80))/4,0))\n*_xlfn.XLOOKUP(R$6,Daten!$B$151:$M$151,Daten!$B$150:$M$150)*$Q60*24/1000)","v":0},{"$f":"IF($D60=\"\",0,(_xlfn.XLOOKUP($D60,Daten!$A$152:$A$154,_xlfn.XLOOKUP(S$6,Daten!$B$151:$M$151,Daten!$B$152:$M$154))\n+IF($G60>_xlfn.XLOOKUP($D60,GI!$C$77:$G$77,GI!$C$80:$G$80),($G60-_xlfn.XLOOKUP($D60,GI!$C$77:$G$77,GI!$C$80:$G$80))/4,0))\n*_xlfn.XLOOKUP(S$6,Daten!$B$151:$M$151,Daten!$B$150:$M$150)*$Q60*24/1000)","v":0},{"$f":"IF($D60=\"\",0,(_xlfn.XLOOKUP($D60,Daten!$A$152:$A$154,_xlfn.XLOOKUP(T$6,Daten!$B$151:$M$151,Daten!$B$152:$M$154))\n+IF($G60>_xlfn.XLOOKUP($D60,GI!$C$77:$G$77,GI!$C$80:$G$80),($G60-_xlfn.XLOOKUP($D60,GI!$C$77:$G$77,GI!$C$80:$G$80))/4,0))\n*_xlfn.XLOOKUP(T$6,Daten!$B$151:$M$151,Daten!$B$150:$M$150)*$Q60*24/1000)","v":0},{"$f":"IF($D60=\"\",0,(_xlfn.XLOOKUP($D60,Daten!$A$152:$A$154,_xlfn.XLOOKUP(U$6,Daten!$B$151:$M$151,Daten!$B$152:$M$154))\n+IF($G60>_xlfn.XLOOKUP($D60,GI!$C$77:$G$77,GI!$C$80:$G$80),($G60-_xlfn.XLOOKUP($D60,GI!$C$77:$G$77,GI!$C$80:$G$80))/4,0))\n*_xlfn.XLOOKUP(U$6,Daten!$B$151:$M$151,Daten!$B$150:$M$150)*$Q60*24/1000)","v":0},{"$f":"IF($D60=\"\",0,(_xlfn.XLOOKUP($D60,Daten!$A$152:$A$154,_xlfn.XLOOKUP(V$6,Daten!$B$151:$M$151,Daten!$B$152:$M$154))\n+IF($G60>_xlfn.XLOOKUP($D60,GI!$C$77:$G$77,GI!$C$80:$G$80),($G60-_xlfn.XLOOKUP($D60,GI!$C$77:$G$77,GI!$C$80:$G$80))/4,0))\n*_xlfn.XLOOKUP(V$6,Daten!$B$151:$M$151,Daten!$B$150:$M$150)*$Q60*24/1000)","v":0},{"$f":"IF($D60=\"\",0,(_xlfn.XLOOKUP($D60,Daten!$A$152:$A$154,_xlfn.XLOOKUP(W$6,Daten!$B$151:$M$151,Daten!$B$152:$M$154))\n+IF($G60>_xlfn.XLOOKUP($D60,GI!$C$77:$G$77,GI!$C$80:$G$80),($G60-_xlfn.XLOOKUP($D60,GI!$C$77:$G$77,GI!$C$80:$G$80))/4,0))\n*_xlfn.XLOOKUP(W$6,Daten!$B$151:$M$151,Daten!$B$150:$M$150)*$Q60*24/1000)","v":0},{"$f":"IF($D60=\"\",0,(_xlfn.XLOOKUP($D60,Daten!$A$152:$A$154,_xlfn.XLOOKUP(X$6,Daten!$B$151:$M$151,Daten!$B$152:$M$154))\n+IF($G60>_xlfn.XLOOKUP($D60,GI!$C$77:$G$77,GI!$C$80:$G$80),($G60-_xlfn.XLOOKUP($D60,GI!$C$77:$G$77,GI!$C$80:$G$80))/4,0))\n*_xlfn.XLOOKUP(X$6,Daten!$B$151:$M$151,Daten!$B$150:$M$150)*$Q60*24/1000)","v":0},{"$f":"IF($D60=\"\",0,(_xlfn.XLOOKUP($D60,Daten!$A$152:$A$154,_xlfn.XLOOKUP(Y$6,Daten!$B$151:$M$151,Daten!$B$152:$M$154))\n+IF($G60>_xlfn.XLOOKUP($D60,GI!$C$77:$G$77,GI!$C$80:$G$80),($G60-_xlfn.XLOOKUP($D60,GI!$C$77:$G$77,GI!$C$80:$G$80))/4,0))\n*_xlfn.XLOOKUP(Y$6,Daten!$B$151:$M$151,Daten!$B$150:$M$150)*$Q60*24/1000)","v":0},{"$f":"IF($D60=\"\",0,(_xlfn.XLOOKUP($D60,Daten!$A$152:$A$154,_xlfn.XLOOKUP(Z$6,Daten!$B$151:$M$151,Daten!$B$152:$M$154))\n+IF($G60>_xlfn.XLOOKUP($D60,GI!$C$77:$G$77,GI!$C$80:$G$80),($G60-_xlfn.XLOOKUP($D60,GI!$C$77:$G$77,GI!$C$80:$G$80))/4,0))\n*_xlfn.XLOOKUP(Z$6,Daten!$B$151:$M$151,Daten!$B$150:$M$150)*$Q60*24/1000)","v":0},{"$f":"IF($D60=\"\",0,(_xlfn.XLOOKUP($D60,Daten!$A$152:$A$154,_xlfn.XLOOKUP(AA$6,Daten!$B$151:$M$151,Daten!$B$152:$M$154))\n+IF($G60>_xlfn.XLOOKUP($D60,GI!$C$77:$G$77,GI!$C$80:$G$80),($G60-_xlfn.XLOOKUP($D60,GI!$C$77:$G$77,GI!$C$80:$G$80))/4,0))\n*_xlfn.XLOOKUP(AA$6,Daten!$B$151:$M$151,Daten!$B$150:$M$150)*$Q60*24/1000)","v":0},{"$f":"IF($D60=\"\",0,(_xlfn.XLOOKUP($D60,Daten!$A$152:$A$154,_xlfn.XLOOKUP(AB$6,Daten!$B$151:$M$151,Daten!$B$152:$M$154))\n+IF($G60>_xlfn.XLOOKUP($D60,GI!$C$77:$G$77,GI!$C$80:$G$80),($G60-_xlfn.XLOOKUP($D60,GI!$C$77:$G$77,GI!$C$80:$G$80))/4,0))\n*_xlfn.XLOOKUP(AB$6,Daten!$B$151:$M$151,Daten!$B$150:$M$150)*$Q60*24/1000)","v":0},{"$f":"IF($D60=\"\",0,(_xlfn.XLOOKUP($D60,Daten!$A$152:$A$154,_xlfn.XLOOKUP(AC$6,Daten!$B$151:$M$151,Daten!$B$152:$M$154))\n+IF($G60>_xlfn.XLOOKUP($D60,GI!$C$77:$G$77,GI!$C$80:$G$80),($G60-_xlfn.XLOOKUP($D60,GI!$C$77:$G$77,GI!$C$80:$G$80))/4,0))\n*_xlfn.XLOOKUP(AC$6,Daten!$B$151:$M$151,Daten!$B$150:$M$150)*$Q60*24/1000)","v":0},0,{"$f":"(IF($O60=\"\",0,_xlfn.XLOOKUP($O60,Daten!$A$79:$A$95,Daten!B$79:B$95))*$E60*0.9*$I60\n*IF(ISNUMBER($J60),$J60,0.75)\n*$AV60)","v":{"v":0,"d":"0.00"}},{"$f":"(IF($O60=\"\",0,_xlfn.XLOOKUP($O60,Daten!$A$79:$A$95,Daten!C$79:C$95))*$E60*0.9*$I60\n*IF(ISNUMBER($J60),$J60,0.75)\n*$AV60)","v":{"v":0,"d":"0.00"}},{"$f":"(IF($O60=\"\",0,_xlfn.XLOOKUP($O60,Daten!$A$79:$A$95,Daten!D$79:D$95))*$E60*0.9*$I60\n*IF(ISNUMBER($J60),$J60,0.75)\n*$AV60)","v":{"v":0,"d":"0.00"}},{"$f":"(IF($O60=\"\",0,_xlfn.XLOOKUP($O60,Daten!$A$79:$A$95,Daten!E$79:E$95))*$E60*0.9*$I60\n*IF(ISNUMBER($J60),$J60,0.75)\n*$AV60)","v":{"v":0,"d":"0.00"}},{"$f":"(IF($O60=\"\",0,_xlfn.XLOOKUP($O60,Daten!$A$79:$A$95,Daten!F$79:F$95))*$E60*0.9*$I60\n*IF(ISNUMBER($J60),$J60,0.75)\n*$AV60)","v":{"v":0,"d":"0.00"}},{"$f":"(IF($O60=\"\",0,_xlfn.XLOOKUP($O60,Daten!$A$79:$A$95,Daten!G$79:G$95))*$E60*0.9*$I60\n*IF(ISNUMBER($J60),$J60,0.75)\n*$AV60)","v":{"v":0,"d":"0.00"}},{"$f":"(IF($O60=\"\",0,_xlfn.XLOOKUP($O60,Daten!$A$79:$A$95,Daten!H$79:H$95))*$E60*0.9*$I60\n*IF(ISNUMBER($J60),$J60,0.75)\n*$AV60)","v":{"v":0,"d":"0.00"}},{"$f":"(IF($O60=\"\",0,_xlfn.XLOOKUP($O60,Daten!$A$79:$A$95,Daten!I$79:I$95))*$E60*0.9*$I60\n*IF(ISNUMBER($J60),$J60,0.75)\n*$AV60)","v":{"v":0,"d":"0.00"}},{"$f":"(IF($O60=\"\",0,_xlfn.XLOOKUP($O60,Daten!$A$79:$A$95,Daten!J$79:J$95))*$E60*0.9*$I60\n*IF(ISNUMBER($J60),$J60,0.75)\n*$AV60)","v":{"v":0,"d":"0.00"}},{"$f":"(IF($O60=\"\",0,_xlfn.XLOOKUP($O60,Daten!$A$79:$A$95,Daten!K$79:K$95))*$E60*0.9*$I60\n*IF(ISNUMBER($J60),$J60,0.75)\n*$AV60)","v":{"v":0,"d":"0.00"}},{"$f":"(IF($O60=\"\",0,_xlfn.XLOOKUP($O60,Daten!$A$79:$A$95,Daten!L$79:L$95))*$E60*0.9*$I60\n*IF(ISNUMBER($J60),$J60,0.75)\n*$AV60)","v":{"v":0,"d":"0.00"}},{"$f":"(IF($O60=\"\",0,_xlfn.XLOOKUP($O60,Daten!$A$79:$A$95,Daten!M$79:M$95))*$E60*0.9*$I60\n*IF(ISNUMBER($J60),$J60,0.75)\n*$AV60)","v":{"v":0,"d":"0.00"}},{"v":0,"d":"0.00"},{"$f":"IFERROR(_xlfn.XLOOKUP(K60,Daten!$C$109:$C$116,_xlfn.XLOOKUP(O60,Daten!$E$108:$U$108,Daten!$E$109:$U$116)),1)","v":{"v":1,"d":"1.00"}},{"$f":"IFERROR(IF(O60=\"H\",1,_xlfn.XLOOKUP(L60,Daten!$C$127:$C$132,_xlfn.XLOOKUP(O60,Daten!$E$126:$U$126,Daten!$E$127:$U$132))),1)","v":{"v":1,"d":"1.00"}},{"$f":"IFERROR(IF(O60=\"H\",1,_xlfn.XLOOKUP(M60,Daten!$C$143:$C$148,_xlfn.XLOOKUP(O60,Daten!$E$142:$U$142,Daten!$E$143:$U$148))),1)","v":{"v":1,"d":"1.00"}},{"$f":"IFERROR(IF(O60=\"H\",1,_xlfn.XLOOKUP(N60,Daten!$C$143:$C$148,_xlfn.XLOOKUP(O60,Daten!$E$142:$U$142,Daten!$E$143:$U$148))),1)","v":{"v":1,"d":"1.00"}},{"v":1,"d":"1.00"}]
[{"$nulls":16},0,{"$f":"IF($D61=\"\",0,(_xlfn.XLOOKUP($D61,Daten!$A$152:$A$154,_xlfn.XLOOKUP(R$6,Daten!$B$151:$M$151,Daten!$B$152:$M$154))\n+IF($G61>_xlfn.XLOOKUP($D61,GI!$C$77:$G$77,GI!$C$80:$G$80),($G61-_xlfn.XLOOKUP($D61,GI!$C$77:$G$77,GI!$C$80:$G$80))/4,0))\n*_xlfn.XLOOKUP(R$6,Daten!$B$151:$M$151,Daten!$B$150:$M$150)*$Q61*24/1000)","v":0},{"$f":"IF($D61=\"\",0,(_xlfn.XLOOKUP($D61,Daten!$A$152:$A$154,_xlfn.XLOOKUP(S$6,Daten!$B$151:$M$151,Daten!$B$152:$M$154))\n+IF($G61>_xlfn.XLOOKUP($D61,GI!$C$77:$G$77,GI!$C$80:$G$80),($G61-_xlfn.XLOOKUP($D61,GI!$C$77:$G$77,GI!$C$80:$G$80))/4,0))\n*_xlfn.XLOOKUP(S$6,Daten!$B$151:$M$151,Daten!$B$150:$M$150)*$Q61*24/1000)","v":0},{"$f":"IF($D61=\"\",0,(_xlfn.XLOOKUP($D61,Daten!$A$152:$A$154,_xlfn.XLOOKUP(T$6,Daten!$B$151:$M$151,Daten!$B$152:$M$154))\n+IF($G61>_xlfn.XLOOKUP($D61,GI!$C$77:$G$77,GI!$C$80:$G$80),($G61-_xlfn.XLOOKUP($D61,GI!$C$77:$G$77,GI!$C$80:$G$80))/4,0))\n*_xlfn.XLOOKUP(T$6,Daten!$B$151:$M$151,Daten!$B$150:$M$150)*$Q61*24/1000)","v":0},{"$f":"IF($D61=\"\",0,(_xlfn.XLOOKUP($D61,Daten!$A$152:$A$154,_xlfn.XLOOKUP(U$6,Daten!$B$151:$M$151,Daten!$B$152:$M$154))\n+IF($G61>_xlfn.XLOOKUP($D61,GI!$C$77:$G$77,GI!$C$80:$G$80),($G61-_xlfn.XLOOKUP($D61,GI!$C$77:$G$77,GI!$C$80:$G$80))/4,0))\n*_xlfn.XLOOKUP(U$6,Daten!$B$151:$M$151,Daten!$B$150:$M$150)*$Q61*24/1000)","v":0},{"$f":"IF($D61=\"\",0,(_xlfn.XLOOKUP($D61,Daten!$A$152:$A$154,_xlfn.XLOOKUP(V$6,Daten!$B$151:$M$151,Daten!$B$152:$M$154))\n+IF($G61>_xlfn.XLOOKUP($D61,GI!$C$77:$G$77,GI!$C$80:$G$80),($G61-_xlfn.XLOOKUP($D61,GI!$C$77:$G$77,GI!$C$80:$G$80))/4,0))\n*_xlfn.XLOOKUP(V$6,Daten!$B$151:$M$151,Daten!$B$150:$M$150)*$Q61*24/1000)","v":0},{"$f":"IF($D61=\"\",0,(_xlfn.XLOOKUP($D61,Daten!$A$152:$A$154,_xlfn.XLOOKUP(W$6,Daten!$B$151:$M$151,Daten!$B$152:$M$154))\n+IF($G61>_xlfn.XLOOKUP($D61,GI!$C$77:$G$77,GI!$C$80:$G$80),($G61-_xlfn.XLOOKUP($D61,GI!$C$77:$G$77,GI!$C$80:$G$80))/4,0))\n*_xlfn.XLOOKUP(W$6,Daten!$B$151:$M$151,Daten!$B$150:$M$150)*$Q61*24/1000)","v":0},{"$f":"IF($D61=\"\",0,(_xlfn.XLOOKUP($D61,Daten!$A$152:$A$154,_xlfn.XLOOKUP(X$6,Daten!$B$151:$M$151,Daten!$B$152:$M$154))\n+IF($G61>_xlfn.XLOOKUP($D61,GI!$C$77:$G$77,GI!$C$80:$G$80),($G61-_xlfn.XLOOKUP($D61,GI!$C$77:$G$77,GI!$C$80:$G$80))/4,0))\n*_xlfn.XLOOKUP(X$6,Daten!$B$151:$M$151,Daten!$B$150:$M$150)*$Q61*24/1000)","v":0},{"$f":"IF($D61=\"\",0,(_xlfn.XLOOKUP($D61,Daten!$A$152:$A$154,_xlfn.XLOOKUP(Y$6,Daten!$B$151:$M$151,Daten!$B$152:$M$154))\n+IF($G61>_xlfn.XLOOKUP($D61,GI!$C$77:$G$77,GI!$C$80:$G$80),($G61-_xlfn.XLOOKUP($D61,GI!$C$77:$G$77,GI!$C$80:$G$80))/4,0))\n*_xlfn.XLOOKUP(Y$6,Daten!$B$151:$M$151,Daten!$B$150:$M$150)*$Q61*24/1000)","v":0},{"$f":"IF($D61=\"\",0,(_xlfn.XLOOKUP($D61,Daten!$A$152:$A$154,_xlfn.XLOOKUP(Z$6,Daten!$B$151:$M$151,Daten!$B$152:$M$154))\n+IF($G61>_xlfn.XLOOKUP($D61,GI!$C$77:$G$77,GI!$C$80:$G$80),($G61-_xlfn.XLOOKUP($D61,GI!$C$77:$G$77,GI!$C$80:$G$80))/4,0))\n*_xlfn.XLOOKUP(Z$6,Daten!$B$151:$M$151,Daten!$B$150:$M$150)*$Q61*24/1000)","v":0},{"$f":"IF($D61=\"\",0,(_xlfn.XLOOKUP($D61,Daten!$A$152:$A$154,_xlfn.XLOOKUP(AA$6,Daten!$B$151:$M$151,Daten!$B$152:$M$154))\n+IF($G61>_xlfn.XLOOKUP($D61,GI!$C$77:$G$77,GI!$C$80:$G$80),($G61-_xlfn.XLOOKUP($D61,GI!$C$77:$G$77,GI!$C$80:$G$80))/4,0))\n*_xlfn.XLOOKUP(AA$6,Daten!$B$151:$M$151,Daten!$B$150:$M$150)*$Q61*24/1000)","v":0},{"$f":"IF($D61=\"\",0,(_xlfn.XLOOKUP($D61,Daten!$A$152:$A$154,_xlfn.XLOOKUP(AB$6,Daten!$B$151:$M$151,Daten!$B$152:$M$154))\n+IF($G61>_xlfn.XLOOKUP($D61,GI!$C$77:$G$77,GI!$C$80:$G$80),($G61-_xlfn.XLOOKUP($D61,GI!$C$77:$G$77,GI!$C$80:$G$80))/4,0))\n*_xlfn.XLOOKUP(AB$6,Daten!$B$151:$M$151,Daten!$B$150:$M$150)*$Q61*24/1000)","v":0},{"$f":"IF($D61=\"\",0,(_xlfn.XLOOKUP($D61,Daten!$A$152:$A$154,_xlfn.XLOOKUP(AC$6,Daten!$B$151:$M$151,Daten!$B$152:$M$154))\n+IF($G61>_xlfn.XLOOKUP($D61,GI!$C$77:$G$77,GI!$C$80:$G$80),($G61-_xlfn.XLOOKUP($D61,GI!$C$77:$G$77,GI!$C$80:$G$80))/4,0))\n*_xlfn.XLOOKUP(AC$6,Daten!$B$151:$M$151,Daten!$B$150:$M$150)*$Q61*24/1000)","v":0},0,{"$f":"(IF($O61=\"\",0,_xlfn.XLOOKUP($O61,Daten!$A$79:$A$95,Daten!B$79:B$95))*$E61*0.9*$I61\n*IF(ISNUMBER($J61),$J61,0.75)\n*$AV61)","v":{"v":0,"d":"0.00"}},{"$f":"(IF($O61=\"\",0,_xlfn.XLOOKUP($O61,Daten!$A$79:$A$95,Daten!C$79:C$95))*$E61*0.9*$I61\n*IF(ISNUMBER($J61),$J61,0.75)\n*$AV61)","v":{"v":0,"d":"0.00"}},{"$f":"(IF($O61=\"\",0,_xlfn.XLOOKUP($O61,Daten!$A$79:$A$95,Daten!D$79:D$95))*$E61*0.9*$I61\n*IF(ISNUMBER($J61),$J61,0.75)\n*$AV61)","v":{"v":0,"d":"0.00"}},{"$f":"(IF($O61=\"\",0,_xlfn.XLOOKUP($O61,Daten!$A$79:$A$95,Daten!E$79:E$95))*$E61*0.9*$I61\n*IF(ISNUMBER($J61),$J61,0.75)\n*$AV61)","v":{"v":0,"d":"0.00"}},{"$f":"(IF($O61=\"\",0,_xlfn.XLOOKUP($O61,Daten!$A$79:$A$95,Daten!F$79:F$95))*$E61*0.9*$I61\n*IF(ISNUMBER($J61),$J61,0.75)\n*$AV61)","v":{"v":0,"d":"0.00"}},{"$f":"(IF($O61=\"\",0,_xlfn.XLOOKUP($O61,Daten!$A$79:$A$95,Daten!G$79:G$95))*$E61*0.9*$I61\n*IF(ISNUMBER($J61),$J61,0.75)\n*$AV61)","v":{"v":0,"d":"0.00"}},{"$f":"(IF($O61=\"\",0,_xlfn.XLOOKUP($O61,Daten!$A$79:$A$95,Daten!H$79:H$95))*$E61*0.9*$I61\n*IF(ISNUMBER($J61),$J61,0.75)\n*$AV61)","v":{"v":0,"d":"0.00"}},{"$f":"(IF($O61=\"\",0,_xlfn.XLOOKUP($O61,Daten!$A$79:$A$95,Daten!I$79:I$95))*$E61*0.9*$I61\n*IF(ISNUMBER($J61),$J61,0.75)\n*$AV61)","v":{"v":0,"d":"0.00"}},{"$f":"(IF($O61=\"\",0,_xlfn.XLOOKUP($O61,Daten!$A$79:$A$95,Daten!J$79:J$95))*$E61*0.9*$I61\n*IF(ISNUMBER($J61),$J61,0.75)\n*$AV61)","v":{"v":0,"d":"0.00"}},{"$f":"(IF($O61=\"\",0,_xlfn.XLOOKUP($O61,Daten!$A$79:$A$95,Daten!K$79:K$95))*$E61*0.9*$I61\n*IF(ISNUMBER($J61),$J61,0.75)\n*$AV61)","v":{"v":0,"d":"0.00"}},{"$f":"(IF($O61=\"\",0,_xlfn.XLOOKUP($O61,Daten!$A$79:$A$95,Daten!L$79:L$95))*$E61*0.9*$I61\n*IF(ISNUMBER($J61),$J61,0.75)\n*$AV61)","v":{"v":0,"d":"0.00"}},{"$f":"(IF($O61=\"\",0,_xlfn.XLOOKUP($O61,Daten!$A$79:$A$95,Daten!M$79:M$95))*$E61*0.9*$I61\n*IF(ISNUMBER($J61),$J61,0.75)\n*$AV61)","v":{"v":0,"d":"0.00"}},{"v":0,"d":"0.00"},{"$f":"IFERROR(_xlfn.XLOOKUP(K61,Daten!$C$109:$C$116,_xlfn.XLOOKUP(O61,Daten!$E$108:$U$108,Daten!$E$109:$U$116)),1)","v":{"v":1,"d":"1.00"}},{"$f":"IFERROR(IF(O61=\"H\",1,_xlfn.XLOOKUP(L61,Daten!$C$127:$C$132,_xlfn.XLOOKUP(O61,Daten!$E$126:$U$126,Daten!$E$127:$U$132))),1)","v":{"v":1,"d":"1.00"}},{"$f":"IFERROR(IF(O61=\"H\",1,_xlfn.XLOOKUP(M61,Daten!$C$143:$C$148,_xlfn.XLOOKUP(O61,Daten!$E$142:$U$142,Daten!$E$143:$U$148))),1)","v":{"v":1,"d":"1.00"}},{"$f":"IFERROR(IF(O61=\"H\",1,_xlfn.XLOOKUP(N61,Daten!$C$143:$C$148,_xlfn.XLOOKUP(O61,Daten!$E$142:$U$142,Daten!$E$143:$U$148))),1)","v":{"v":1,"d":"1.00"}},{"v":1,"d":"1.00"}]
[{"$nulls":16},0,{"$f":"IF($D62=\"\",0,(_xlfn.XLOOKUP($D62,Daten!$A$152:$A$154,_xlfn.XLOOKUP(R$6,Daten!$B$151:$M$151,Daten!$B$152:$M$154))\n+IF($G62>_xlfn.XLOOKUP($D62,GI!$C$77:$G$77,GI!$C$80:$G$80),($G62-_xlfn.XLOOKUP($D62,GI!$C$77:$G$77,GI!$C$80:$G$80))/4,0))\n*_xlfn.XLOOKUP(R$6,Daten!$B$151:$M$151,Daten!$B$150:$M$150)*$Q62*24/1000)","v":0},{"$f":"IF($D62=\"\",0,(_xlfn.XLOOKUP($D62,Daten!$A$152:$A$154,_xlfn.XLOOKUP(S$6,Daten!$B$151:$M$151,Daten!$B$152:$M$154))\n+IF($G62>_xlfn.XLOOKUP($D62,GI!$C$77:$G$77,GI!$C$80:$G$80),($G62-_xlfn.XLOOKUP($D62,GI!$C$77:$G$77,GI!$C$80:$G$80))/4,0))\n*_xlfn.XLOOKUP(S$6,Daten!$B$151:$M$151,Daten!$B$150:$M$150)*$Q62*24/1000)","v":0},{"$f":"IF($D62=\"\",0,(_xlfn.XLOOKUP($D62,Daten!$A$152:$A$154,_xlfn.XLOOKUP(T$6,Daten!$B$151:$M$151,Daten!$B$152:$M$154))\n+IF($G62>_xlfn.XLOOKUP($D62,GI!$C$77:$G$77,GI!$C$80:$G$80),($G62-_xlfn.XLOOKUP($D62,GI!$C$77:$G$77,GI!$C$80:$G$80))/4,0))\n*_xlfn.XLOOKUP(T$6,Daten!$B$151:$M$151,Daten!$B$150:$M$150)*$Q62*24/1000)","v":0},{"$f":"IF($D62=\"\",0,(_xlfn.XLOOKUP($D62,Daten!$A$152:$A$154,_xlfn.XLOOKUP(U$6,Daten!$B$151:$M$151,Daten!$B$152:$M$154))\n+IF($G62>_xlfn.XLOOKUP($D62,GI!$C$77:$G$77,GI!$C$80:$G$80),($G62-_xlfn.XLOOKUP($D62,GI!$C$77:$G$77,GI!$C$80:$G$80))/4,0))\n*_xlfn.XLOOKUP(U$6,Daten!$B$151:$M$151,Daten!$B$150:$M$150)*$Q62*24/1000)","v":0},{"$f":"IF($D62=\"\",0,(_xlfn.XLOOKUP($D62,Daten!$A$152:$A$154,_xlfn.XLOOKUP(V$6,Daten!$B$151:$M$151,Daten!$B$152:$M$154))\n+IF($G62>_xlfn.XLOOKUP($D62,GI!$C$77:$G$77,GI!$C$80:$G$80),($G62-_xlfn.XLOOKUP($D62,GI!$C$77:$G$77,GI!$C$80:$G$80))/4,0))\n*_xlfn.XLOOKUP(V$6,Daten!$B$151:$M$151,Daten!$B$150:$M$150)*$Q62*24/1000)","v":0},{"$f":"IF($D62=\"\",0,(_xlfn.XLOOKUP($D62,Daten!$A$152:$A$154,_xlfn.XLOOKUP(W$6,Daten!$B$151:$M$151,Daten!$B$152:$M$154))\n+IF($G62>_xlfn.XLOOKUP($D62,GI!$C$77:$G$77,GI!$C$80:$G$80),($G62-_xlfn.XLOOKUP($D62,GI!$C$77:$G$77,GI!$C$80:$G$80))/4,0))\n*_xlfn.XLOOKUP(W$6,Daten!$B$151:$M$151,Daten!$B$150:$M$150)*$Q62*24/1000)","v":0},{"$f":"IF($D62=\"\",0,(_xlfn.XLOOKUP($D62,Daten!$A$152:$A$154,_xlfn.XLOOKUP(X$6,Daten!$B$151:$M$151,Daten!$B$152:$M$154))\n+IF($G62>_xlfn.XLOOKUP($D62,GI!$C$77:$G$77,GI!$C$80:$G$80),($G62-_xlfn.XLOOKUP($D62,GI!$C$77:$G$77,GI!$C$80:$G$80))/4,0))\n*_xlfn.XLOOKUP(X$6,Daten!$B$151:$M$151,Daten!$B$150:$M$150)*$Q62*24/1000)","v":0},{"$f":"IF($D62=\"\",0,(_xlfn.XLOOKUP($D62,Daten!$A$152:$A$154,_xlfn.XLOOKUP(Y$6,Daten!$B$151:$M$151,Daten!$B$152:$M$154))\n+IF($G62>_xlfn.XLOOKUP($D62,GI!$C$77:$G$77,GI!$C$80:$G$80),($G62-_xlfn.XLOOKUP($D62,GI!$C$77:$G$77,GI!$C$80:$G$80))/4,0))\n*_xlfn.XLOOKUP(Y$6,Daten!$B$151:$M$151,Daten!$B$150:$M$150)*$Q62*24/1000)","v":0},{"$f":"IF($D62=\"\",0,(_xlfn.XLOOKUP($D62,Daten!$A$152:$A$154,_xlfn.XLOOKUP(Z$6,Daten!$B$151:$M$151,Daten!$B$152:$M$154))\n+IF($G62>_xlfn.XLOOKUP($D62,GI!$C$77:$G$77,GI!$C$80:$G$80),($G62-_xlfn.XLOOKUP($D62,GI!$C$77:$G$77,GI!$C$80:$G$80))/4,0))\n*_xlfn.XLOOKUP(Z$6,Daten!$B$151:$M$151,Daten!$B$150:$M$150)*$Q62*24/1000)","v":0},{"$f":"IF($D62=\"\",0,(_xlfn.XLOOKUP($D62,Daten!$A$152:$A$154,_xlfn.XLOOKUP(AA$6,Daten!$B$151:$M$151,Daten!$B$152:$M$154))\n+IF($G62>_xlfn.XLOOKUP($D62,GI!$C$77:$G$77,GI!$C$80:$G$80),($G62-_xlfn.XLOOKUP($D62,GI!$C$77:$G$77,GI!$C$80:$G$80))/4,0))\n*_xlfn.XLOOKUP(AA$6,Daten!$B$151:$M$151,Daten!$B$150:$M$150)*$Q62*24/1000)","v":0},{"$f":"IF($D62=\"\",0,(_xlfn.XLOOKUP($D62,Daten!$A$152:$A$154,_xlfn.XLOOKUP(AB$6,Daten!$B$151:$M$151,Daten!$B$152:$M$154))\n+IF($G62>_xlfn.XLOOKUP($D62,GI!$C$77:$G$77,GI!$C$80:$G$80),($G62-_xlfn.XLOOKUP($D62,GI!$C$77:$G$77,GI!$C$80:$G$80))/4,0))\n*_xlfn.XLOOKUP(AB$6,Daten!$B$151:$M$151,Daten!$B$150:$M$150)*$Q62*24/1000)","v":0},{"$f":"IF($D62=\"\",0,(_xlfn.XLOOKUP($D62,Daten!$A$152:$A$154,_xlfn.XLOOKUP(AC$6,Daten!$B$151:$M$151,Daten!$B$152:$M$154))\n+IF($G62>_xlfn.XLOOKUP($D62,GI!$C$77:$G$77,GI!$C$80:$G$80),($G62-_xlfn.XLOOKUP($D62,GI!$C$77:$G$77,GI!$C$80:$G$80))/4,0))\n*_xlfn.XLOOKUP(AC$6,Daten!$B$151:$M$151,Daten!$B$150:$M$150)*$Q62*24/1000)","v":0},{"$f":"SUM(R62:AC62)","v":0},{"$f":"(IF($O62=\"\",0,_xlfn.XLOOKUP($O62,Daten!$A$79:$A$95,Daten!B$79:B$95))*$E62*0.9*$I62\n*IF(ISNUMBER($J62),$J62,0.75)\n*$AV62)","v":{"v":0,"d":"0.00"}},{"$f":"(IF($O62=\"\",0,_xlfn.XLOOKUP($O62,Daten!$A$79:$A$95,Daten!C$79:C$95))*$E62*0.9*$I62\n*IF(ISNUMBER($J62),$J62,0.75)\n*$AV62)","v":{"v":0,"d":"0.00"}},{"$f":"(IF($O62=\"\",0,_xlfn.XLOOKUP($O62,Daten!$A$79:$A$95,Daten!D$79:D$95))*$E62*0.9*$I62\n*IF(ISNUMBER($J62),$J62,0.75)\n*$AV62)","v":{"v":0,"d":"0.00"}},{"$f":"(IF($O62=\"\",0,_xlfn.XLOOKUP($O62,Daten!$A$79:$A$95,Daten!E$79:E$95))*$E62*0.9*$I62\n*IF(ISNUMBER($J62),$J62,0.75)\n*$AV62)","v":{"v":0,"d":"0.00"}},{"$f":"(IF($O62=\"\",0,_xlfn.XLOOKUP($O62,Daten!$A$79:$A$95,Daten!F$79:F$95))*$E62*0.9*$I62\n*IF(ISNUMBER($J62),$J62,0.75)\n*$AV62)","v":{"v":0,"d":"0.00"}},{"$f":"(IF($O62=\"\",0,_xlfn.XLOOKUP($O62,Daten!$A$79:$A$95,Daten!G$79:G$95))*$E62*0.9*$I62\n*IF(ISNUMBER($J62),$J62,0.75)\n*$AV62)","v":{"v":0,"d":"0.00"}},{"$f":"(IF($O62=\"\",0,_xlfn.XLOOKUP($O62,Daten!$A$79:$A$95,Daten!H$79:H$95))*$E62*0.9*$I62\n*IF(ISNUMBER($J62),$J62,0.75)\n*$AV62)","v":{"v":0,"d":"0.00"}},{"$f":"(IF($O62=\"\",0,_xlfn.XLOOKUP($O62,Daten!$A$79:$A$95,Daten!I$79:I$95))*$E62*0.9*$I62\n*IF(ISNUMBER($J62),$J62,0.75)\n*$AV62)","v":{"v":0,"d":"0.00"}},{"$f":"(IF($O62=\"\",0,_xlfn.XLOOKUP($O62,Daten!$A$79:$A$95,Daten!J$79:J$95))*$E62*0.9*$I62\n*IF(ISNUMBER($J62),$J62,0.75)\n*$AV62)","v":{"v":0,"d":"0.00"}},{"$f":"(IF($O62=\"\",0,_xlfn.XLOOKUP($O62,Daten!$A$79:$A$95,Daten!K$79:K$95))*$E62*0.9*$I62\n*IF(ISNUMBER($J62),$J62,0.75)\n*$AV62)","v":{"v":0,"d":"0.00"}},{"$f":"(IF($O62=\"\",0,_xlfn.XLOOKUP($O62,Daten!$A$79:$A$95,Daten!L$79:L$95))*$E62*0.9*$I62\n*IF(ISNUMBER($J62),$J62,0.75)\n*$AV62)","v":{"v":0,"d":"0.00"}},{"$f":"(IF($O62=\"\",0,_xlfn.XLOOKUP($O62,Daten!$A$79:$A$95,Daten!M$79:M$95))*$E62*0.9*$I62\n*IF(ISNUMBER($J62),$J62,0.75)\n*$AV62)","v":{"v":0,"d":"0.00"}},{"$f":"SUM(AE62:AP62)","v":{"v":0,"d":"0.00"}},{"$f":"IFERROR(_xlfn.XLOOKUP(K62,Daten!$C$109:$C$116,_xlfn.XLOOKUP(O62,Daten!$E$108:$U$108,Daten!$E$109:$U$116)),1)","v":{"v":1,"d":"1.00"}},{"$f":"IFERROR(IF(O62=\"H\",1,_xlfn.XLOOKUP(L62,Daten!$C$127:$C$132,_xlfn.XLOOKUP(O62,Daten!$E$126:$U$126,Daten!$E$127:$U$132))),1)","v":{"v":1,"d":"1.00"}},{"$f":"IFERROR(IF(O62=\"H\",1,_xlfn.XLOOKUP(M62,Daten!$C$143:$C$148,_xlfn.XLOOKUP(O62,Daten!$E$142:$U$142,Daten!$E$143:$U$148))),1)","v":{"v":1,"d":"1.00"}},{"$f":"IFERROR(IF(O62=\"H\",1,_xlfn.XLOOKUP(N62,Daten!$C$143:$C$148,_xlfn.XLOOKUP(O62,Daten!$E$142:$U$142,Daten!$E$143:$U$148))),1)","v":{"v":1,"d":"1.00"}},{"$f":"AR62*AS62*AT62*AU62","v":{"v":1,"d":"1.00"}}]
[{"$nulls":16},0,{"$f":"IF($D63=\"\",0,(_xlfn.XLOOKUP($D63,Daten!$A$152:$A$154,_xlfn.XLOOKUP(R$6,Daten!$B$151:$M$151,Daten!$B$152:$M$154))\n+IF($G63>_xlfn.XLOOKUP($D63,GI!$C$77:$G$77,GI!$C$80:$G$80),($G63-_xlfn.XLOOKUP($D63,GI!$C$77:$G$77,GI!$C$80:$G$80))/4,0))\n*_xlfn.XLOOKUP(R$6,Daten!$B$151:$M$151,Daten!$B$150:$M$150)*$Q63*24/1000)","v":0},{"$f":"IF($D63=\"\",0,(_xlfn.XLOOKUP($D63,Daten!$A$152:$A$154,_xlfn.XLOOKUP(S$6,Daten!$B$151:$M$151,Daten!$B$152:$M$154))\n+IF($G63>_xlfn.XLOOKUP($D63,GI!$C$77:$G$77,GI!$C$80:$G$80),($G63-_xlfn.XLOOKUP($D63,GI!$C$77:$G$77,GI!$C$80:$G$80))/4,0))\n*_xlfn.XLOOKUP(S$6,Daten!$B$151:$M$151,Daten!$B$150:$M$150)*$Q63*24/1000)","v":0},{"$f":"IF($D63=\"\",0,(_xlfn.XLOOKUP($D63,Daten!$A$152:$A$154,_xlfn.XLOOKUP(T$6,Daten!$B$151:$M$151,Daten!$B$152:$M$154))\n+IF($G63>_xlfn.XLOOKUP($D63,GI!$C$77:$G$77,GI!$C$80:$G$80),($G63-_xlfn.XLOOKUP($D63,GI!$C$77:$G$77,GI!$C$80:$G$80))/4,0))\n*_xlfn.XLOOKUP(T$6,Daten!$B$151:$M$151,Daten!$B$150:$M$150)*$Q63*24/1000)","v":0},{"$f":"IF($D63=\"\",0,(_xlfn.XLOOKUP($D63,Daten!$A$152:$A$154,_xlfn.XLOOKUP(U$6,Daten!$B$151:$M$151,Daten!$B$152:$M$154))\n+IF($G63>_xlfn.XLOOKUP($D63,GI!$C$77:$G$77,GI!$C$80:$G$80),($G63-_xlfn.XLOOKUP($D63,GI!$C$77:$G$77,GI!$C$80:$G$80))/4,0))\n*_xlfn.XLOOKUP(U$6,Daten!$B$151:$M$151,Daten!$B$150:$M$150)*$Q63*24/1000)","v":0},{"$f":"IF($D63=\"\",0,(_xlfn.XLOOKUP($D63,Daten!$A$152:$A$154,_xlfn.XLOOKUP(V$6,Daten!$B$151:$M$151,Daten!$B$152:$M$154))\n+IF($G63>_xlfn.XLOOKUP($D63,GI!$C$77:$G$77,GI!$C$80:$G$80),($G63-_xlfn.XLOOKUP($D63,GI!$C$77:$G$77,GI!$C$80:$G$80))/4,0))\n*_xlfn.XLOOKUP(V$6,Daten!$B$151:$M$151,Daten!$B$150:$M$150)*$Q63*24/1000)","v":0},{"$f":"IF($D63=\"\",0,(_xlfn.XLOOKUP($D63,Daten!$A$152:$A$154,_xlfn.XLOOKUP(W$6,Daten!$B$151:$M$151,Daten!$B$152:$M$154))\n+IF($G63>_xlfn.XLOOKUP($D63,GI!$C$77:$G$77,GI!$C$80:$G$80),($G63-_xlfn.XLOOKUP($D63,GI!$C$77:$G$77,GI!$C$80:$G$80))/4,0))\n*_xlfn.XLOOKUP(W$6,Daten!$B$151:$M$151,Daten!$B$150:$M$150)*$Q63*24/1000)","v":0},{"$f":"IF($D63=\"\",0,(_xlfn.XLOOKUP($D63,Daten!$A$152:$A$154,_xlfn.XLOOKUP(X$6,Daten!$B$151:$M$151,Daten!$B$152:$M$154))\n+IF($G63>_xlfn.XLOOKUP($D63,GI!$C$77:$G$77,GI!$C$80:$G$80),($G63-_xlfn.XLOOKUP($D63,GI!$C$77:$G$77,GI!$C$80:$G$80))/4,0))\n*_xlfn.XLOOKUP(X$6,Daten!$B$151:$M$151,Daten!$B$150:$M$150)*$Q63*24/1000)","v":0},{"$f":"IF($D63=\"\",0,(_xlfn.XLOOKUP($D63,Daten!$A$152:$A$154,_xlfn.XLOOKUP(Y$6,Daten!$B$151:$M$151,Daten!$B$152:$M$154))\n+IF($G63>_xlfn.XLOOKUP($D63,GI!$C$77:$G$77,GI!$C$80:$G$80),($G63-_xlfn.XLOOKUP($D63,GI!$C$77:$G$77,GI!$C$80:$G$80))/4,0))\n*_xlfn.XLOOKUP(Y$6,Daten!$B$151:$M$151,Daten!$B$150:$M$150)*$Q63*24/1000)","v":0},{"$f":"IF($D63=\"\",0,(_xlfn.XLOOKUP($D63,Daten!$A$152:$A$154,_xlfn.XLOOKUP(Z$6,Daten!$B$151:$M$151,Daten!$B$152:$M$154))\n+IF($G63>_xlfn.XLOOKUP($D63,GI!$C$77:$G$77,GI!$C$80:$G$80),($G63-_xlfn.XLOOKUP($D63,GI!$C$77:$G$77,GI!$C$80:$G$80))/4,0))\n*_xlfn.XLOOKUP(Z$6,Daten!$B$151:$M$151,Daten!$B$150:$M$150)*$Q63*24/1000)","v":0},{"$f":"IF($D63=\"\",0,(_xlfn.XLOOKUP($D63,Daten!$A$152:$A$154,_xlfn.XLOOKUP(AA$6,Daten!$B$151:$M$151,Daten!$B$152:$M$154))\n+IF($G63>_xlfn.XLOOKUP($D63,GI!$C$77:$G$77,GI!$C$80:$G$80),($G63-_xlfn.XLOOKUP($D63,GI!$C$77:$G$77,GI!$C$80:$G$80))/4,0))\n*_xlfn.XLOOKUP(AA$6,Daten!$B$151:$M$151,Daten!$B$150:$M$150)*$Q63*24/1000)","v":0},{"$f":"IF($D63=\"\",0,(_xlfn.XLOOKUP($D63,Daten!$A$152:$A$154,_xlfn.XLOOKUP(AB$6,Daten!$B$151:$M$151,Daten!$B$152:$M$154))\n+IF($G63>_xlfn.XLOOKUP($D63,GI!$C$77:$G$77,GI!$C$80:$G$80),($G63-_xlfn.XLOOKUP($D63,GI!$C$77:$G$77,GI!$C$80:$G$80))/4,0))\n*_xlfn.XLOOKUP(AB$6,Daten!$B$151:$M$151,Daten!$B$150:$M$150)*$Q63*24/1000)","v":0},{"$f":"IF($D63=\"\",0,(_xlfn.XLOOKUP($D63,Daten!$A$152:$A$154,_xlfn.XLOOKUP(AC$6,Daten!$B$151:$M$151,Daten!$B$152:$M$154))\n+IF($G63>_xlfn.XLOOKUP($D63,GI!$C$77:$G$77,GI!$C$80:$G$80),($G63-_xlfn.XLOOKUP($D63,GI!$C$77:$G$77,GI!$C$80:$G$80))/4,0))\n*_xlfn.XLOOKUP(AC$6,Daten!$B$151:$M$151,Daten!$B$150:$M$150)*$Q63*24/1000)","v":0},0,{"$f":"(IF($O63=\"\",0,_xlfn.XLOOKUP($O63,Daten!$A$79:$A$95,Daten!B$79:B$95))*$E63*0.9*$I63\n*IF(ISNUMBER($J63),$J63,0.75)\n*$AV63)","v":{"v":0,"d":"0.00"}},{"$f":"(IF($O63=\"\",0,_xlfn.XLOOKUP($O63,Daten!$A$79:$A$95,Daten!C$79:C$95))*$E63*0.9*$I63\n*IF(ISNUMBER($J63),$J63,0.75)\n*$AV63)","v":{"v":0,"d":"0.00"}},{"$f":"(IF($O63=\"\",0,_xlfn.XLOOKUP($O63,Daten!$A$79:$A$95,Daten!D$79:D$95))*$E63*0.9*$I63\n*IF(ISNUMBER($J63),$J63,0.75)\n*$AV63)","v":{"v":0,"d":"0.00"}},{"$f":"(IF($O63=\"\",0,_xlfn.XLOOKUP($O63,Daten!$A$79:$A$95,Daten!E$79:E$95))*$E63*0.9*$I63\n*IF(ISNUMBER($J63),$J63,0.75)\n*$AV63)","v":{"v":0,"d":"0.00"}},{"$f":"(IF($O63=\"\",0,_xlfn.XLOOKUP($O63,Daten!$A$79:$A$95,Daten!F$79:F$95))*$E63*0.9*$I63\n*IF(ISNUMBER($J63),$J63,0.75)\n*$AV63)","v":{"v":0,"d":"0.00"}},{"$f":"(IF($O63=\"\",0,_xlfn.XLOOKUP($O63,Daten!$A$79:$A$95,Daten!G$79:G$95))*$E63*0.9*$I63\n*IF(ISNUMBER($J63),$J63,0.75)\n*$AV63)","v":{"v":0,"d":"0.00"}},{"$f":"(IF($O63=\"\",0,_xlfn.XLOOKUP($O63,Daten!$A$79:$A$95,Daten!H$79:H$95))*$E63*0.9*$I63\n*IF(ISNUMBER($J63),$J63,0.75)\n*$AV63)","v":{"v":0,"d":"0.00"}},{"$f":"(IF($O63=\"\",0,_xlfn.XLOOKUP($O63,Daten!$A$79:$A$95,Daten!I$79:I$95))*$E63*0.9*$I63\n*IF(ISNUMBER($J63),$J63,0.75)\n*$AV63)","v":{"v":0,"d":"0.00"}},{"$f":"(IF($O63=\"\",0,_xlfn.XLOOKUP($O63,Daten!$A$79:$A$95,Daten!J$79:J$95))*$E63*0.9*$I63\n*IF(ISNUMBER($J63),$J63,0.75)\n*$AV63)","v":{"v":0,"d":"0.00"}},{"$f":"(IF($O63=\"\",0,_xlfn.XLOOKUP($O63,Daten!$A$79:$A$95,Daten!K$79:K$95))*$E63*0.9*$I63\n*IF(ISNUMBER($J63),$J63,0.75)\n*$AV63)","v":{"v":0,"d":"0.00"}},{"$f":"(IF($O63=\"\",0,_xlfn.XLOOKUP($O63,Daten!$A$79:$A$95,Daten!L$79:L$95))*$E63*0.9*$I63\n*IF(ISNUMBER($J63),$J63,0.75)\n*$AV63)","v":{"v":0,"d":"0.00"}},{"$f":"(IF($O63=\"\",0,_xlfn.XLOOKUP($O63,Daten!$A$79:$A$95,Daten!M$79:M$95))*$E63*0.9*$I63\n*IF(ISNUMBER($J63),$J63,0.75)\n*$AV63)","v":{"v":0,"d":"0.00"}},{"v":0,"d":"0.00"},{"$f":"IFERROR(_xlfn.XLOOKUP(K63,Daten!$C$109:$C$116,_xlfn.XLOOKUP(O63,Daten!$E$108:$U$108,Daten!$E$109:$U$116)),1)","v":{"v":1,"d":"1.00"}},{"$f":"IFERROR(IF(O63=\"H\",1,_xlfn.XLOOKUP(L63,Daten!$C$127:$C$132,_xlfn.XLOOKUP(O63,Daten!$E$126:$U$126,Daten!$E$127:$U$132))),1)","v":{"v":1,"d":"1.00"}},{"$f":"IFERROR(IF(O63=\"H\",1,_xlfn.XLOOKUP(M63,Daten!$C$143:$C$148,_xlfn.XLOOKUP(O63,Daten!$E$142:$U$142,Daten!$E$143:$U$148))),1)","v":{"v":1,"d":"1.00"}},{"$f":"IFERROR(IF(O63=\"H\",1,_xlfn.XLOOKUP(N63,Daten!$C$143:$C$148,_xlfn.XLOOKUP(O63,Daten!$E$142:$U$142,Daten!$E$143:$U$148))),1)","v":{"v":1,"d":"1.00"}},{"v":1,"d":"1.00"}]
[{"$nulls":16},0,{"$f":"IF($D64=\"\",0,(_xlfn.XLOOKUP($D64,Daten!$A$152:$A$154,_xlfn.XLOOKUP(R$6,Daten!$B$151:$M$151,Daten!$B$152:$M$154))\n+IF($G64>_xlfn.XLOOKUP($D64,GI!$C$77:$G$77,GI!$C$80:$G$80),($G64-_xlfn.XLOOKUP($D64,GI!$C$77:$G$77,GI!$C$80:$G$80))/4,0))\n*_xlfn.XLOOKUP(R$6,Daten!$B$151:$M$151,Daten!$B$150:$M$150)*$Q64*24/1000)","v":0},{"$f":"IF($D64=\"\",0,(_xlfn.XLOOKUP($D64,Daten!$A$152:$A$154,_xlfn.XLOOKUP(S$6,Daten!$B$151:$M$151,Daten!$B$152:$M$154))\n+IF($G64>_xlfn.XLOOKUP($D64,GI!$C$77:$G$77,GI!$C$80:$G$80),($G64-_xlfn.XLOOKUP($D64,GI!$C$77:$G$77,GI!$C$80:$G$80))/4,0))\n*_xlfn.XLOOKUP(S$6,Daten!$B$151:$M$151,Daten!$B$150:$M$150)*$Q64*24/1000)","v":0},{"$f":"IF($D64=\"\",0,(_xlfn.XLOOKUP($D64,Daten!$A$152:$A$154,_xlfn.XLOOKUP(T$6,Daten!$B$151:$M$151,Daten!$B$152:$M$154))\n+IF($G64>_xlfn.XLOOKUP($D64,GI!$C$77:$G$77,GI!$C$80:$G$80),($G64-_xlfn.XLOOKUP($D64,GI!$C$77:$G$77,GI!$C$80:$G$80))/4,0))\n*_xlfn.XLOOKUP(T$6,Daten!$B$151:$M$151,Daten!$B$150:$M$150)*$Q64*24/1000)","v":0},{"$f":"IF($D64=\"\",0,(_xlfn.XLOOKUP($D64,Daten!$A$152:$A$154,_xlfn.XLOOKUP(U$6,Daten!$B$151:$M$151,Daten!$B$152:$M$154))\n+IF($G64>_xlfn.XLOOKUP($D64,GI!$C$77:$G$77,GI!$C$80:$G$80),($G64-_xlfn.XLOOKUP($D64,GI!$C$77:$G$77,GI!$C$80:$G$80))/4,0))\n*_xlfn.XLOOKUP(U$6,Daten!$B$151:$M$151,Daten!$B$150:$M$150)*$Q64*24/1000)","v":0},{"$f":"IF($D64=\"\",0,(_xlfn.XLOOKUP($D64,Daten!$A$152:$A$154,_xlfn.XLOOKUP(V$6,Daten!$B$151:$M$151,Daten!$B$152:$M$154))\n+IF($G64>_xlfn.XLOOKUP($D64,GI!$C$77:$G$77,GI!$C$80:$G$80),($G64-_xlfn.XLOOKUP($D64,GI!$C$77:$G$77,GI!$C$80:$G$80))/4,0))\n*_xlfn.XLOOKUP(V$6,Daten!$B$151:$M$151,Daten!$B$150:$M$150)*$Q64*24/1000)","v":0},{"$f":"IF($D64=\"\",0,(_xlfn.XLOOKUP($D64,Daten!$A$152:$A$154,_xlfn.XLOOKUP(W$6,Daten!$B$151:$M$151,Daten!$B$152:$M$154))\n+IF($G64>_xlfn.XLOOKUP($D64,GI!$C$77:$G$77,GI!$C$80:$G$80),($G64-_xlfn.XLOOKUP($D64,GI!$C$77:$G$77,GI!$C$80:$G$80))/4,0))\n*_xlfn.XLOOKUP(W$6,Daten!$B$151:$M$151,Daten!$B$150:$M$150)*$Q64*24/1000)","v":0},{"$f":"IF($D64=\"\",0,(_xlfn.XLOOKUP($D64,Daten!$A$152:$A$154,_xlfn.XLOOKUP(X$6,Daten!$B$151:$M$151,Daten!$B$152:$M$154))\n+IF($G64>_xlfn.XLOOKUP($D64,GI!$C$77:$G$77,GI!$C$80:$G$80),($G64-_xlfn.XLOOKUP($D64,GI!$C$77:$G$77,GI!$C$80:$G$80))/4,0))\n*_xlfn.XLOOKUP(X$6,Daten!$B$151:$M$151,Daten!$B$150:$M$150)*$Q64*24/1000)","v":0},{"$f":"IF($D64=\"\",0,(_xlfn.XLOOKUP($D64,Daten!$A$152:$A$154,_xlfn.XLOOKUP(Y$6,Daten!$B$151:$M$151,Daten!$B$152:$M$154))\n+IF($G64>_xlfn.XLOOKUP($D64,GI!$C$77:$G$77,GI!$C$80:$G$80),($G64-_xlfn.XLOOKUP($D64,GI!$C$77:$G$77,GI!$C$80:$G$80))/4,0))\n*_xlfn.XLOOKUP(Y$6,Daten!$B$151:$M$151,Daten!$B$150:$M$150)*$Q64*24/1000)","v":0},{"$f":"IF($D64=\"\",0,(_xlfn.XLOOKUP($D64,Daten!$A$152:$A$154,_xlfn.XLOOKUP(Z$6,Daten!$B$151:$M$151,Daten!$B$152:$M$154))\n+IF($G64>_xlfn.XLOOKUP($D64,GI!$C$77:$G$77,GI!$C$80:$G$80),($G64-_xlfn.XLOOKUP($D64,GI!$C$77:$G$77,GI!$C$80:$G$80))/4,0))\n*_xlfn.XLOOKUP(Z$6,Daten!$B$151:$M$151,Daten!$B$150:$M$150)*$Q64*24/1000)","v":0},{"$f":"IF($D64=\"\",0,(_xlfn.XLOOKUP($D64,Daten!$A$152:$A$154,_xlfn.XLOOKUP(AA$6,Daten!$B$151:$M$151,Daten!$B$152:$M$154))\n+IF($G64>_xlfn.XLOOKUP($D64,GI!$C$77:$G$77,GI!$C$80:$G$80),($G64-_xlfn.XLOOKUP($D64,GI!$C$77:$G$77,GI!$C$80:$G$80))/4,0))\n*_xlfn.XLOOKUP(AA$6,Daten!$B$151:$M$151,Daten!$B$150:$M$150)*$Q64*24/1000)","v":0},{"$f":"IF($D64=\"\",0,(_xlfn.XLOOKUP($D64,Daten!$A$152:$A$154,_xlfn.XLOOKUP(AB$6,Daten!$B$151:$M$151,Daten!$B$152:$M$154))\n+IF($G64>_xlfn.XLOOKUP($D64,GI!$C$77:$G$77,GI!$C$80:$G$80),($G64-_xlfn.XLOOKUP($D64,GI!$C$77:$G$77,GI!$C$80:$G$80))/4,0))\n*_xlfn.XLOOKUP(AB$6,Daten!$B$151:$M$151,Daten!$B$150:$M$150)*$Q64*24/1000)","v":0},{"$f":"IF($D64=\"\",0,(_xlfn.XLOOKUP($D64,Daten!$A$152:$A$154,_xlfn.XLOOKUP(AC$6,Daten!$B$151:$M$151,Daten!$B$152:$M$154))\n+IF($G64>_xlfn.XLOOKUP($D64,GI!$C$77:$G$77,GI!$C$80:$G$80),($G64-_xlfn.XLOOKUP($D64,GI!$C$77:$G$77,GI!$C$80:$G$80))/4,0))\n*_xlfn.XLOOKUP(AC$6,Daten!$B$151:$M$151,Daten!$B$150:$M$150)*$Q64*24/1000)","v":0},0,{"$f":"(IF($O64=\"\",0,_xlfn.XLOOKUP($O64,Daten!$A$79:$A$95,Daten!B$79:B$95))*$E64*0.9*$I64\n*IF(ISNUMBER($J64),$J64,0.75)\n*$AV64)","v":{"v":0,"d":"0.00"}},{"$f":"(IF($O64=\"\",0,_xlfn.XLOOKUP($O64,Daten!$A$79:$A$95,Daten!C$79:C$95))*$E64*0.9*$I64\n*IF(ISNUMBER($J64),$J64,0.75)\n*$AV64)","v":{"v":0,"d":"0.00"}},{"$f":"(IF($O64=\"\",0,_xlfn.XLOOKUP($O64,Daten!$A$79:$A$95,Daten!D$79:D$95))*$E64*0.9*$I64\n*IF(ISNUMBER($J64),$J64,0.75)\n*$AV64)","v":{"v":0,"d":"0.00"}},{"$f":"(IF($O64=\"\",0,_xlfn.XLOOKUP($O64,Daten!$A$79:$A$95,Daten!E$79:E$95))*$E64*0.9*$I64\n*IF(ISNUMBER($J64),$J64,0.75)\n*$AV64)","v":{"v":0,"d":"0.00"}},{"$f":"(IF($O64=\"\",0,_xlfn.XLOOKUP($O64,Daten!$A$79:$A$95,Daten!F$79:F$95))*$E64*0.9*$I64\n*IF(ISNUMBER($J64),$J64,0.75)\n*$AV64)","v":{"v":0,"d":"0.00"}},{"$f":"(IF($O64=\"\",0,_xlfn.XLOOKUP($O64,Daten!$A$79:$A$95,Daten!G$79:G$95))*$E64*0.9*$I64\n*IF(ISNUMBER($J64),$J64,0.75)\n*$AV64)","v":{"v":0,"d":"0.00"}},{"$f":"(IF($O64=\"\",0,_xlfn.XLOOKUP($O64,Daten!$A$79:$A$95,Daten!H$79:H$95))*$E64*0.9*$I64\n*IF(ISNUMBER($J64),$J64,0.75)\n*$AV64)","v":{"v":0,"d":"0.00"}},{"$f":"(IF($O64=\"\",0,_xlfn.XLOOKUP($O64,Daten!$A$79:$A$95,Daten!I$79:I$95))*$E64*0.9*$I64\n*IF(ISNUMBER($J64),$J64,0.75)\n*$AV64)","v":{"v":0,"d":"0.00"}},{"$f":"(IF($O64=\"\",0,_xlfn.XLOOKUP($O64,Daten!$A$79:$A$95,Daten!J$79:J$95))*$E64*0.9*$I64\n*IF(ISNUMBER($J64),$J64,0.75)\n*$AV64)","v":{"v":0,"d":"0.00"}},{"$f":"(IF($O64=\"\",0,_xlfn.XLOOKUP($O64,Daten!$A$79:$A$95,Daten!K$79:K$95))*$E64*0.9*$I64\n*IF(ISNUMBER($J64),$J64,0.75)\n*$AV64)","v":{"v":0,"d":"0.00"}},{"$f":"(IF($O64=\"\",0,_xlfn.XLOOKUP($O64,Daten!$A$79:$A$95,Daten!L$79:L$95))*$E64*0.9*$I64\n*IF(ISNUMBER($J64),$J64,0.75)\n*$AV64)","v":{"v":0,"d":"0.00"}},{"$f":"(IF($O64=\"\",0,_xlfn.XLOOKUP($O64,Daten!$A$79:$A$95,Daten!M$79:M$95))*$E64*0.9*$I64\n*IF(ISNUMBER($J64),$J64,0.75)\n*$AV64)","v":{"v":0,"d":"0.00"}},{"v":0,"d":"0.00"},{"$f":"IFERROR(_xlfn.XLOOKUP(K64,Daten!$C$109:$C$116,_xlfn.XLOOKUP(O64,Daten!$E$108:$U$108,Daten!$E$109:$U$116)),1)","v":{"v":1,"d":"1.00"}},{"$f":"IFERROR(IF(O64=\"H\",1,_xlfn.XLOOKUP(L64,Daten!$C$127:$C$132,_xlfn.XLOOKUP(O64,Daten!$E$126:$U$126,Daten!$E$127:$U$132))),1)","v":{"v":1,"d":"1.00"}},{"$f":"IFERROR(IF(O64=\"H\",1,_xlfn.XLOOKUP(M64,Daten!$C$143:$C$148,_xlfn.XLOOKUP(O64,Daten!$E$142:$U$142,Daten!$E$143:$U$148))),1)","v":{"v":1,"d":"1.00"}},{"$f":"IFERROR(IF(O64=\"H\",1,_xlfn.XLOOKUP(N64,Daten!$C$143:$C$148,_xlfn.XLOOKUP(O64,Daten!$E$142:$U$142,Daten!$E$143:$U$148))),1)","v":{"v":1,"d":"1.00"}},{"v":1,"d":"1.00"}]
[{"$nulls":16},0,{"$f":"IF($D65=\"\",0,(_xlfn.XLOOKUP($D65,Daten!$A$152:$A$154,_xlfn.XLOOKUP(R$6,Daten!$B$151:$M$151,Daten!$B$152:$M$154))\n+IF($G65>_xlfn.XLOOKUP($D65,GI!$C$77:$G$77,GI!$C$80:$G$80),($G65-_xlfn.XLOOKUP($D65,GI!$C$77:$G$77,GI!$C$80:$G$80))/4,0))\n*_xlfn.XLOOKUP(R$6,Daten!$B$151:$M$151,Daten!$B$150:$M$150)*$Q65*24/1000)","v":0},{"$f":"IF($D65=\"\",0,(_xlfn.XLOOKUP($D65,Daten!$A$152:$A$154,_xlfn.XLOOKUP(S$6,Daten!$B$151:$M$151,Daten!$B$152:$M$154))\n+IF($G65>_xlfn.XLOOKUP($D65,GI!$C$77:$G$77,GI!$C$80:$G$80),($G65-_xlfn.XLOOKUP($D65,GI!$C$77:$G$77,GI!$C$80:$G$80))/4,0))\n*_xlfn.XLOOKUP(S$6,Daten!$B$151:$M$151,Daten!$B$150:$M$150)*$Q65*24/1000)","v":0},{"$f":"IF($D65=\"\",0,(_xlfn.XLOOKUP($D65,Daten!$A$152:$A$154,_xlfn.XLOOKUP(T$6,Daten!$B$151:$M$151,Daten!$B$152:$M$154))\n+IF($G65>_xlfn.XLOOKUP($D65,GI!$C$77:$G$77,GI!$C$80:$G$80),($G65-_xlfn.XLOOKUP($D65,GI!$C$77:$G$77,GI!$C$80:$G$80))/4,0))\n*_xlfn.XLOOKUP(T$6,Daten!$B$151:$M$151,Daten!$B$150:$M$150)*$Q65*24/1000)","v":0},{"$f":"IF($D65=\"\",0,(_xlfn.XLOOKUP($D65,Daten!$A$152:$A$154,_xlfn.XLOOKUP(U$6,Daten!$B$151:$M$151,Daten!$B$152:$M$154))\n+IF($G65>_xlfn.XLOOKUP($D65,GI!$C$77:$G$77,GI!$C$80:$G$80),($G65-_xlfn.XLOOKUP($D65,GI!$C$77:$G$77,GI!$C$80:$G$80))/4,0))\n*_xlfn.XLOOKUP(U$6,Daten!$B$151:$M$151,Daten!$B$150:$M$150)*$Q65*24/1000)","v":0},{"$f":"IF($D65=\"\",0,(_xlfn.XLOOKUP($D65,Daten!$A$152:$A$154,_xlfn.XLOOKUP(V$6,Daten!$B$151:$M$151,Daten!$B$152:$M$154))\n+IF($G65>_xlfn.XLOOKUP($D65,GI!$C$77:$G$77,GI!$C$80:$G$80),($G65-_xlfn.XLOOKUP($D65,GI!$C$77:$G$77,GI!$C$80:$G$80))/4,0))\n*_xlfn.XLOOKUP(V$6,Daten!$B$151:$M$151,Daten!$B$150:$M$150)*$Q65*24/1000)","v":0},{"$f":"IF($D65=\"\",0,(_xlfn.XLOOKUP($D65,Daten!$A$152:$A$154,_xlfn.XLOOKUP(W$6,Daten!$B$151:$M$151,Daten!$B$152:$M$154))\n+IF($G65>_xlfn.XLOOKUP($D65,GI!$C$77:$G$77,GI!$C$80:$G$80),($G65-_xlfn.XLOOKUP($D65,GI!$C$77:$G$77,GI!$C$80:$G$80))/4,0))\n*_xlfn.XLOOKUP(W$6,Daten!$B$151:$M$151,Daten!$B$150:$M$150)*$Q65*24/1000)","v":0},{"$f":"IF($D65=\"\",0,(_xlfn.XLOOKUP($D65,Daten!$A$152:$A$154,_xlfn.XLOOKUP(X$6,Daten!$B$151:$M$151,Daten!$B$152:$M$154))\n+IF($G65>_xlfn.XLOOKUP($D65,GI!$C$77:$G$77,GI!$C$80:$G$80),($G65-_xlfn.XLOOKUP($D65,GI!$C$77:$G$77,GI!$C$80:$G$80))/4,0))\n*_xlfn.XLOOKUP(X$6,Daten!$B$151:$M$151,Daten!$B$150:$M$150)*$Q65*24/1000)","v":0},{"$f":"IF($D65=\"\",0,(_xlfn.XLOOKUP($D65,Daten!$A$152:$A$154,_xlfn.XLOOKUP(Y$6,Daten!$B$151:$M$151,Daten!$B$152:$M$154))\n+IF($G65>_xlfn.XLOOKUP($D65,GI!$C$77:$G$77,GI!$C$80:$G$80),($G65-_xlfn.XLOOKUP($D65,GI!$C$77:$G$77,GI!$C$80:$G$80))/4,0))\n*_xlfn.XLOOKUP(Y$6,Daten!$B$151:$M$151,Daten!$B$150:$M$150)*$Q65*24/1000)","v":0},{"$f":"IF($D65=\"\",0,(_xlfn.XLOOKUP($D65,Daten!$A$152:$A$154,_xlfn.XLOOKUP(Z$6,Daten!$B$151:$M$151,Daten!$B$152:$M$154))\n+IF($G65>_xlfn.XLOOKUP($D65,GI!$C$77:$G$77,GI!$C$80:$G$80),($G65-_xlfn.XLOOKUP($D65,GI!$C$77:$G$77,GI!$C$80:$G$80))/4,0))\n*_xlfn.XLOOKUP(Z$6,Daten!$B$151:$M$151,Daten!$B$150:$M$150)*$Q65*24/1000)","v":0},{"$f":"IF($D65=\"\",0,(_xlfn.XLOOKUP($D65,Daten!$A$152:$A$154,_xlfn.XLOOKUP(AA$6,Daten!$B$151:$M$151,Daten!$B$152:$M$154))\n+IF($G65>_xlfn.XLOOKUP($D65,GI!$C$77:$G$77,GI!$C$80:$G$80),($G65-_xlfn.XLOOKUP($D65,GI!$C$77:$G$77,GI!$C$80:$G$80))/4,0))\n*_xlfn.XLOOKUP(AA$6,Daten!$B$151:$M$151,Daten!$B$150:$M$150)*$Q65*24/1000)","v":0},{"$f":"IF($D65=\"\",0,(_xlfn.XLOOKUP($D65,Daten!$A$152:$A$154,_xlfn.XLOOKUP(AB$6,Daten!$B$151:$M$151,Daten!$B$152:$M$154))\n+IF($G65>_xlfn.XLOOKUP($D65,GI!$C$77:$G$77,GI!$C$80:$G$80),($G65-_xlfn.XLOOKUP($D65,GI!$C$77:$G$77,GI!$C$80:$G$80))/4,0))\n*_xlfn.XLOOKUP(AB$6,Daten!$B$151:$M$151,Daten!$B$150:$M$150)*$Q65*24/1000)","v":0},{"$f":"IF($D65=\"\",0,(_xlfn.XLOOKUP($D65,Daten!$A$152:$A$154,_xlfn.XLOOKUP(AC$6,Daten!$B$151:$M$151,Daten!$B$152:$M$154))\n+IF($G65>_xlfn.XLOOKUP($D65,GI!$C$77:$G$77,GI!$C$80:$G$80),($G65-_xlfn.XLOOKUP($D65,GI!$C$77:$G$77,GI!$C$80:$G$80))/4,0))\n*_xlfn.XLOOKUP(AC$6,Daten!$B$151:$M$151,Daten!$B$150:$M$150)*$Q65*24/1000)","v":0},0,{"$f":"(IF($O65=\"\",0,_xlfn.XLOOKUP($O65,Daten!$A$79:$A$95,Daten!B$79:B$95))*$E65*0.9*$I65\n*IF(ISNUMBER($J65),$J65,0.75)\n*$AV65)","v":{"v":0,"d":"0.00"}},{"$f":"(IF($O65=\"\",0,_xlfn.XLOOKUP($O65,Daten!$A$79:$A$95,Daten!C$79:C$95))*$E65*0.9*$I65\n*IF(ISNUMBER($J65),$J65,0.75)\n*$AV65)","v":{"v":0,"d":"0.00"}},{"$f":"(IF($O65=\"\",0,_xlfn.XLOOKUP($O65,Daten!$A$79:$A$95,Daten!D$79:D$95))*$E65*0.9*$I65\n*IF(ISNUMBER($J65),$J65,0.75)\n*$AV65)","v":{"v":0,"d":"0.00"}},{"$f":"(IF($O65=\"\",0,_xlfn.XLOOKUP($O65,Daten!$A$79:$A$95,Daten!E$79:E$95))*$E65*0.9*$I65\n*IF(ISNUMBER($J65),$J65,0.75)\n*$AV65)","v":{"v":0,"d":"0.00"}},{"$f":"(IF($O65=\"\",0,_xlfn.XLOOKUP($O65,Daten!$A$79:$A$95,Daten!F$79:F$95))*$E65*0.9*$I65\n*IF(ISNUMBER($J65),$J65,0.75)\n*$AV65)","v":{"v":0,"d":"0.00"}},{"$f":"(IF($O65=\"\",0,_xlfn.XLOOKUP($O65,Daten!$A$79:$A$95,Daten!G$79:G$95))*$E65*0.9*$I65\n*IF(ISNUMBER($J65),$J65,0.75)\n*$AV65)","v":{"v":0,"d":"0.00"}},{"$f":"(IF($O65=\"\",0,_xlfn.XLOOKUP($O65,Daten!$A$79:$A$95,Daten!H$79:H$95))*$E65*0.9*$I65\n*IF(ISNUMBER($J65),$J65,0.75)\n*$AV65)","v":{"v":0,"d":"0.00"}},{"$f":"(IF($O65=\"\",0,_xlfn.XLOOKUP($O65,Daten!$A$79:$A$95,Daten!I$79:I$95))*$E65*0.9*$I65\n*IF(ISNUMBER($J65),$J65,0.75)\n*$AV65)","v":{"v":0,"d":"0.00"}},{"$f":"(IF($O65=\"\",0,_xlfn.XLOOKUP($O65,Daten!$A$79:$A$95,Daten!J$79:J$95))*$E65*0.9*$I65\n*IF(ISNUMBER($J65),$J65,0.75)\n*$AV65)","v":{"v":0,"d":"0.00"}},{"$f":"(IF($O65=\"\",0,_xlfn.XLOOKUP($O65,Daten!$A$79:$A$95,Daten!K$79:K$95))*$E65*0.9*$I65\n*IF(ISNUMBER($J65),$J65,0.75)\n*$AV65)","v":{"v":0,"d":"0.00"}},{"$f":"(IF($O65=\"\",0,_xlfn.XLOOKUP($O65,Daten!$A$79:$A$95,Daten!L$79:L$95))*$E65*0.9*$I65\n*IF(ISNUMBER($J65),$J65,0.75)\n*$AV65)","v":{"v":0,"d":"0.00"}},{"$f":"(IF($O65=\"\",0,_xlfn.XLOOKUP($O65,Daten!$A$79:$A$95,Daten!M$79:M$95))*$E65*0.9*$I65\n*IF(ISNUMBER($J65),$J65,0.75)\n*$AV65)","v":{"v":0,"d":"0.00"}},{"v":0,"d":"0.00"},{"$f":"IFERROR(_xlfn.XLOOKUP(K65,Daten!$C$109:$C$116,_xlfn.XLOOKUP(O65,Daten!$E$108:$U$108,Daten!$E$109:$U$116)),1)","v":{"v":1,"d":"1.00"}},{"$f":"IFERROR(IF(O65=\"H\",1,_xlfn.XLOOKUP(L65,Daten!$C$127:$C$132,_xlfn.XLOOKUP(O65,Daten!$E$126:$U$126,Daten!$E$127:$U$132))),1)","v":{"v":1,"d":"1.00"}},{"$f":"IFERROR(IF(O65=\"H\",1,_xlfn.XLOOKUP(M65,Daten!$C$143:$C$148,_xlfn.XLOOKUP(O65,Daten!$E$142:$U$142,Daten!$E$143:$U$148))),1)","v":{"v":1,"d":"1.00"}},{"$f":"IFERROR(IF(O65=\"H\",1,_xlfn.XLOOKUP(N65,Daten!$C$143:$C$148,_xlfn.XLOOKUP(O65,Daten!$E$142:$U$142,Daten!$E$143:$U$148))),1)","v":{"v":1,"d":"1.00"}},{"v":1,"d":"1.00"}]
[{"$nulls":16},0,{"$f":"IF($D66=\"\",0,(_xlfn.XLOOKUP($D66,Daten!$A$152:$A$154,_xlfn.XLOOKUP(R$6,Daten!$B$151:$M$151,Daten!$B$152:$M$154))\n+IF($G66>_xlfn.XLOOKUP($D66,GI!$C$77:$G$77,GI!$C$80:$G$80),($G66-_xlfn.XLOOKUP($D66,GI!$C$77:$G$77,GI!$C$80:$G$80))/4,0))\n*_xlfn.XLOOKUP(R$6,Daten!$B$151:$M$151,Daten!$B$150:$M$150)*$Q66*24/1000)","v":0},{"$f":"IF($D66=\"\",0,(_xlfn.XLOOKUP($D66,Daten!$A$152:$A$154,_xlfn.XLOOKUP(S$6,Daten!$B$151:$M$151,Daten!$B$152:$M$154))\n+IF($G66>_xlfn.XLOOKUP($D66,GI!$C$77:$G$77,GI!$C$80:$G$80),($G66-_xlfn.XLOOKUP($D66,GI!$C$77:$G$77,GI!$C$80:$G$80))/4,0))\n*_xlfn.XLOOKUP(S$6,Daten!$B$151:$M$151,Daten!$B$150:$M$150)*$Q66*24/1000)","v":0},{"$f":"IF($D66=\"\",0,(_xlfn.XLOOKUP($D66,Daten!$A$152:$A$154,_xlfn.XLOOKUP(T$6,Daten!$B$151:$M$151,Daten!$B$152:$M$154))\n+IF($G66>_xlfn.XLOOKUP($D66,GI!$C$77:$G$77,GI!$C$80:$G$80),($G66-_xlfn.XLOOKUP($D66,GI!$C$77:$G$77,GI!$C$80:$G$80))/4,0))\n*_xlfn.XLOOKUP(T$6,Daten!$B$151:$M$151,Daten!$B$150:$M$150)*$Q66*24/1000)","v":0},{"$f":"IF($D66=\"\",0,(_xlfn.XLOOKUP($D66,Daten!$A$152:$A$154,_xlfn.XLOOKUP(U$6,Daten!$B$151:$M$151,Daten!$B$152:$M$154))\n+IF($G66>_xlfn.XLOOKUP($D66,GI!$C$77:$G$77,GI!$C$80:$G$80),($G66-_xlfn.XLOOKUP($D66,GI!$C$77:$G$77,GI!$C$80:$G$80))/4,0))\n*_xlfn.XLOOKUP(U$6,Daten!$B$151:$M$151,Daten!$B$150:$M$150)*$Q66*24/1000)","v":0},{"$f":"IF($D66=\"\",0,(_xlfn.XLOOKUP($D66,Daten!$A$152:$A$154,_xlfn.XLOOKUP(V$6,Daten!$B$151:$M$151,Daten!$B$152:$M$154))\n+IF($G66>_xlfn.XLOOKUP($D66,GI!$C$77:$G$77,GI!$C$80:$G$80),($G66-_xlfn.XLOOKUP($D66,GI!$C$77:$G$77,GI!$C$80:$G$80))/4,0))\n*_xlfn.XLOOKUP(V$6,Daten!$B$151:$M$151,Daten!$B$150:$M$150)*$Q66*24/1000)","v":0},{"$f":"IF($D66=\"\",0,(_xlfn.XLOOKUP($D66,Daten!$A$152:$A$154,_xlfn.XLOOKUP(W$6,Daten!$B$151:$M$151,Daten!$B$152:$M$154))\n+IF($G66>_xlfn.XLOOKUP($D66,GI!$C$77:$G$77,GI!$C$80:$G$80),($G66-_xlfn.XLOOKUP($D66,GI!$C$77:$G$77,GI!$C$80:$G$80))/4,0))\n*_xlfn.XLOOKUP(W$6,Daten!$B$151:$M$151,Daten!$B$150:$M$150)*$Q66*24/1000)","v":0},{"$f":"IF($D66=\"\",0,(_xlfn.XLOOKUP($D66,Daten!$A$152:$A$154,_xlfn.XLOOKUP(X$6,Daten!$B$151:$M$151,Daten!$B$152:$M$154))\n+IF($G66>_xlfn.XLOOKUP($D66,GI!$C$77:$G$77,GI!$C$80:$G$80),($G66-_xlfn.XLOOKUP($D66,GI!$C$77:$G$77,GI!$C$80:$G$80))/4,0))\n*_xlfn.XLOOKUP(X$6,Daten!$B$151:$M$151,Daten!$B$150:$M$150)*$Q66*24/1000)","v":0},{"$f":"IF($D66=\"\",0,(_xlfn.XLOOKUP($D66,Daten!$A$152:$A$154,_xlfn.XLOOKUP(Y$6,Daten!$B$151:$M$151,Daten!$B$152:$M$154))\n+IF($G66>_xlfn.XLOOKUP($D66,GI!$C$77:$G$77,GI!$C$80:$G$80),($G66-_xlfn.XLOOKUP($D66,GI!$C$77:$G$77,GI!$C$80:$G$80))/4,0))\n*_xlfn.XLOOKUP(Y$6,Daten!$B$151:$M$151,Daten!$B$150:$M$150)*$Q66*24/1000)","v":0},{"$f":"IF($D66=\"\",0,(_xlfn.XLOOKUP($D66,Daten!$A$152:$A$154,_xlfn.XLOOKUP(Z$6,Daten!$B$151:$M$151,Daten!$B$152:$M$154))\n+IF($G66>_xlfn.XLOOKUP($D66,GI!$C$77:$G$77,GI!$C$80:$G$80),($G66-_xlfn.XLOOKUP($D66,GI!$C$77:$G$77,GI!$C$80:$G$80))/4,0))\n*_xlfn.XLOOKUP(Z$6,Daten!$B$151:$M$151,Daten!$B$150:$M$150)*$Q66*24/1000)","v":0},{"$f":"IF($D66=\"\",0,(_xlfn.XLOOKUP($D66,Daten!$A$152:$A$154,_xlfn.XLOOKUP(AA$6,Daten!$B$151:$M$151,Daten!$B$152:$M$154))\n+IF($G66>_xlfn.XLOOKUP($D66,GI!$C$77:$G$77,GI!$C$80:$G$80),($G66-_xlfn.XLOOKUP($D66,GI!$C$77:$G$77,GI!$C$80:$G$80))/4,0))\n*_xlfn.XLOOKUP(AA$6,Daten!$B$151:$M$151,Daten!$B$150:$M$150)*$Q66*24/1000)","v":0},{"$f":"IF($D66=\"\",0,(_xlfn.XLOOKUP($D66,Daten!$A$152:$A$154,_xlfn.XLOOKUP(AB$6,Daten!$B$151:$M$151,Daten!$B$152:$M$154))\n+IF($G66>_xlfn.XLOOKUP($D66,GI!$C$77:$G$77,GI!$C$80:$G$80),($G66-_xlfn.XLOOKUP($D66,GI!$C$77:$G$77,GI!$C$80:$G$80))/4,0))\n*_xlfn.XLOOKUP(AB$6,Daten!$B$151:$M$151,Daten!$B$150:$M$150)*$Q66*24/1000)","v":0},{"$f":"IF($D66=\"\",0,(_xlfn.XLOOKUP($D66,Daten!$A$152:$A$154,_xlfn.XLOOKUP(AC$6,Daten!$B$151:$M$151,Daten!$B$152:$M$154))\n+IF($G66>_xlfn.XLOOKUP($D66,GI!$C$77:$G$77,GI!$C$80:$G$80),($G66-_xlfn.XLOOKUP($D66,GI!$C$77:$G$77,GI!$C$80:$G$80))/4,0))\n*_xlfn.XLOOKUP(AC$6,Daten!$B$151:$M$151,Daten!$B$150:$M$150)*$Q66*24/1000)","v":0},0,{"$f":"(IF($O66=\"\",0,_xlfn.XLOOKUP($O66,Daten!$A$79:$A$95,Daten!B$79:B$95))*$E66*0.9*$I66\n*IF(ISNUMBER($J66),$J66,0.75)\n*$AV66)","v":{"v":0,"d":"0.00"}},{"$f":"(IF($O66=\"\",0,_xlfn.XLOOKUP($O66,Daten!$A$79:$A$95,Daten!C$79:C$95))*$E66*0.9*$I66\n*IF(ISNUMBER($J66),$J66,0.75)\n*$AV66)","v":{"v":0,"d":"0.00"}},{"$f":"(IF($O66=\"\",0,_xlfn.XLOOKUP($O66,Daten!$A$79:$A$95,Daten!D$79:D$95))*$E66*0.9*$I66\n*IF(ISNUMBER($J66),$J66,0.75)\n*$AV66)","v":{"v":0,"d":"0.00"}},{"$f":"(IF($O66=\"\",0,_xlfn.XLOOKUP($O66,Daten!$A$79:$A$95,Daten!E$79:E$95))*$E66*0.9*$I66\n*IF(ISNUMBER($J66),$J66,0.75)\n*$AV66)","v":{"v":0,"d":"0.00"}},{"$f":"(IF($O66=\"\",0,_xlfn.XLOOKUP($O66,Daten!$A$79:$A$95,Daten!F$79:F$95))*$E66*0.9*$I66\n*IF(ISNUMBER($J66),$J66,0.75)\n*$AV66)","v":{"v":0,"d":"0.00"}},{"$f":"(IF($O66=\"\",0,_xlfn.XLOOKUP($O66,Daten!$A$79:$A$95,Daten!G$79:G$95))*$E66*0.9*$I66\n*IF(ISNUMBER($J66),$J66,0.75)\n*$AV66)","v":{"v":0,"d":"0.00"}},{"$f":"(IF($O66=\"\",0,_xlfn.XLOOKUP($O66,Daten!$A$79:$A$95,Daten!H$79:H$95))*$E66*0.9*$I66\n*IF(ISNUMBER($J66),$J66,0.75)\n*$AV66)","v":{"v":0,"d":"0.00"}},{"$f":"(IF($O66=\"\",0,_xlfn.XLOOKUP($O66,Daten!$A$79:$A$95,Daten!I$79:I$95))*$E66*0.9*$I66\n*IF(ISNUMBER($J66),$J66,0.75)\n*$AV66)","v":{"v":0,"d":"0.00"}},{"$f":"(IF($O66=\"\",0,_xlfn.XLOOKUP($O66,Daten!$A$79:$A$95,Daten!J$79:J$95))*$E66*0.9*$I66\n*IF(ISNUMBER($J66),$J66,0.75)\n*$AV66)","v":{"v":0,"d":"0.00"}},{"$f":"(IF($O66=\"\",0,_xlfn.XLOOKUP($O66,Daten!$A$79:$A$95,Daten!K$79:K$95))*$E66*0.9*$I66\n*IF(ISNUMBER($J66),$J66,0.75)\n*$AV66)","v":{"v":0,"d":"0.00"}},{"$f":"(IF($O66=\"\",0,_xlfn.XLOOKUP($O66,Daten!$A$79:$A$95,Daten!L$79:L$95))*$E66*0.9*$I66\n*IF(ISNUMBER($J66),$J66,0.75)\n*$AV66)","v":{"v":0,"d":"0.00"}},{"$f":"(IF($O66=\"\",0,_xlfn.XLOOKUP($O66,Daten!$A$79:$A$95,Daten!M$79:M$95))*$E66*0.9*$I66\n*IF(ISNUMBER($J66),$J66,0.75)\n*$AV66)","v":{"v":0,"d":"0.00"}},{"v":0,"d":"0.00"},{"$f":"IFERROR(_xlfn.XLOOKUP(K66,Daten!$C$109:$C$116,_xlfn.XLOOKUP(O66,Daten!$E$108:$U$108,Daten!$E$109:$U$116)),1)","v":{"v":1,"d":"1.00"}},{"$f":"IFERROR(IF(O66=\"H\",1,_xlfn.XLOOKUP(L66,Daten!$C$127:$C$132,_xlfn.XLOOKUP(O66,Daten!$E$126:$U$126,Daten!$E$127:$U$132))),1)","v":{"v":1,"d":"1.00"}},{"$f":"IFERROR(IF(O66=\"H\",1,_xlfn.XLOOKUP(M66,Daten!$C$143:$C$148,_xlfn.XLOOKUP(O66,Daten!$E$142:$U$142,Daten!$E$143:$U$148))),1)","v":{"v":1,"d":"1.00"}},{"$f":"IFERROR(IF(O66=\"H\",1,_xlfn.XLOOKUP(N66,Daten!$C$143:$C$148,_xlfn.XLOOKUP(O66,Daten!$E$142:$U$142,Daten!$E$143:$U$148))),1)","v":{"v":1,"d":"1.00"}},{"v":1,"d":"1.00"}]
[{"$nulls":16},0,{"$f":"IF($D67=\"\",0,(_xlfn.XLOOKUP($D67,Daten!$A$152:$A$154,_xlfn.XLOOKUP(R$6,Daten!$B$151:$M$151,Daten!$B$152:$M$154))\n+IF($G67>_xlfn.XLOOKUP($D67,GI!$C$77:$G$77,GI!$C$80:$G$80),($G67-_xlfn.XLOOKUP($D67,GI!$C$77:$G$77,GI!$C$80:$G$80))/4,0))\n*_xlfn.XLOOKUP(R$6,Daten!$B$151:$M$151,Daten!$B$150:$M$150)*$Q67*24/1000)","v":0},{"$f":"IF($D67=\"\",0,(_xlfn.XLOOKUP($D67,Daten!$A$152:$A$154,_xlfn.XLOOKUP(S$6,Daten!$B$151:$M$151,Daten!$B$152:$M$154))\n+IF($G67>_xlfn.XLOOKUP($D67,GI!$C$77:$G$77,GI!$C$80:$G$80),($G67-_xlfn.XLOOKUP($D67,GI!$C$77:$G$77,GI!$C$80:$G$80))/4,0))\n*_xlfn.XLOOKUP(S$6,Daten!$B$151:$M$151,Daten!$B$150:$M$150)*$Q67*24/1000)","v":0},{"$f":"IF($D67=\"\",0,(_xlfn.XLOOKUP($D67,Daten!$A$152:$A$154,_xlfn.XLOOKUP(T$6,Daten!$B$151:$M$151,Daten!$B$152:$M$154))\n+IF($G67>_xlfn.XLOOKUP($D67,GI!$C$77:$G$77,GI!$C$80:$G$80),($G67-_xlfn.XLOOKUP($D67,GI!$C$77:$G$77,GI!$C$80:$G$80))/4,0))\n*_xlfn.XLOOKUP(T$6,Daten!$B$151:$M$151,Daten!$B$150:$M$150)*$Q67*24/1000)","v":0},{"$f":"IF($D67=\"\",0,(_xlfn.XLOOKUP($D67,Daten!$A$152:$A$154,_xlfn.XLOOKUP(U$6,Daten!$B$151:$M$151,Daten!$B$152:$M$154))\n+IF($G67>_xlfn.XLOOKUP($D67,GI!$C$77:$G$77,GI!$C$80:$G$80),($G67-_xlfn.XLOOKUP($D67,GI!$C$77:$G$77,GI!$C$80:$G$80))/4,0))\n*_xlfn.XLOOKUP(U$6,Daten!$B$151:$M$151,Daten!$B$150:$M$150)*$Q67*24/1000)","v":0},{"$f":"IF($D67=\"\",0,(_xlfn.XLOOKUP($D67,Daten!$A$152:$A$154,_xlfn.XLOOKUP(V$6,Daten!$B$151:$M$151,Daten!$B$152:$M$154))\n+IF($G67>_xlfn.XLOOKUP($D67,GI!$C$77:$G$77,GI!$C$80:$G$80),($G67-_xlfn.XLOOKUP($D67,GI!$C$77:$G$77,GI!$C$80:$G$80))/4,0))\n*_xlfn.XLOOKUP(V$6,Daten!$B$151:$M$151,Daten!$B$150:$M$150)*$Q67*24/1000)","v":0},{"$f":"IF($D67=\"\",0,(_xlfn.XLOOKUP($D67,Daten!$A$152:$A$154,_xlfn.XLOOKUP(W$6,Daten!$B$151:$M$151,Daten!$B$152:$M$154))\n+IF($G67>_xlfn.XLOOKUP($D67,GI!$C$77:$G$77,GI!$C$80:$G$80),($G67-_xlfn.XLOOKUP($D67,GI!$C$77:$G$77,GI!$C$80:$G$80))/4,0))\n*_xlfn.XLOOKUP(W$6,Daten!$B$151:$M$151,Daten!$B$150:$M$150)*$Q67*24/1000)","v":0},{"$f":"IF($D67=\"\",0,(_xlfn.XLOOKUP($D67,Daten!$A$152:$A$154,_xlfn.XLOOKUP(X$6,Daten!$B$151:$M$151,Daten!$B$152:$M$154))\n+IF($G67>_xlfn.XLOOKUP($D67,GI!$C$77:$G$77,GI!$C$80:$G$80),($G67-_xlfn.XLOOKUP($D67,GI!$C$77:$G$77,GI!$C$80:$G$80))/4,0))\n*_xlfn.XLOOKUP(X$6,Daten!$B$151:$M$151,Daten!$B$150:$M$150)*$Q67*24/1000)","v":0},{"$f":"IF($D67=\"\",0,(_xlfn.XLOOKUP($D67,Daten!$A$152:$A$154,_xlfn.XLOOKUP(Y$6,Daten!$B$151:$M$151,Daten!$B$152:$M$154))\n+IF($G67>_xlfn.XLOOKUP($D67,GI!$C$77:$G$77,GI!$C$80:$G$80),($G67-_xlfn.XLOOKUP($D67,GI!$C$77:$G$77,GI!$C$80:$G$80))/4,0))\n*_xlfn.XLOOKUP(Y$6,Daten!$B$151:$M$151,Daten!$B$150:$M$150)*$Q67*24/1000)","v":0},{"$f":"IF($D67=\"\",0,(_xlfn.XLOOKUP($D67,Daten!$A$152:$A$154,_xlfn.XLOOKUP(Z$6,Daten!$B$151:$M$151,Daten!$B$152:$M$154))\n+IF($G67>_xlfn.XLOOKUP($D67,GI!$C$77:$G$77,GI!$C$80:$G$80),($G67-_xlfn.XLOOKUP($D67,GI!$C$77:$G$77,GI!$C$80:$G$80))/4,0))\n*_xlfn.XLOOKUP(Z$6,Daten!$B$151:$M$151,Daten!$B$150:$M$150)*$Q67*24/1000)","v":0},{"$f":"IF($D67=\"\",0,(_xlfn.XLOOKUP($D67,Daten!$A$152:$A$154,_xlfn.XLOOKUP(AA$6,Daten!$B$151:$M$151,Daten!$B$152:$M$154))\n+IF($G67>_xlfn.XLOOKUP($D67,GI!$C$77:$G$77,GI!$C$80:$G$80),($G67-_xlfn.XLOOKUP($D67,GI!$C$77:$G$77,GI!$C$80:$G$80))/4,0))\n*_xlfn.XLOOKUP(AA$6,Daten!$B$151:$M$151,Daten!$B$150:$M$150)*$Q67*24/1000)","v":0},{"$f":"IF($D67=\"\",0,(_xlfn.XLOOKUP($D67,Daten!$A$152:$A$154,_xlfn.XLOOKUP(AB$6,Daten!$B$151:$M$151,Daten!$B$152:$M$154))\n+IF($G67>_xlfn.XLOOKUP($D67,GI!$C$77:$G$77,GI!$C$80:$G$80),($G67-_xlfn.XLOOKUP($D67,GI!$C$77:$G$77,GI!$C$80:$G$80))/4,0))\n*_xlfn.XLOOKUP(AB$6,Daten!$B$151:$M$151,Daten!$B$150:$M$150)*$Q67*24/1000)","v":0},{"$f":"IF($D67=\"\",0,(_xlfn.XLOOKUP($D67,Daten!$A$152:$A$154,_xlfn.XLOOKUP(AC$6,Daten!$B$151:$M$151,Daten!$B$152:$M$154))\n+IF($G67>_xlfn.XLOOKUP($D67,GI!$C$77:$G$77,GI!$C$80:$G$80),($G67-_xlfn.XLOOKUP($D67,GI!$C$77:$G$77,GI!$C$80:$G$80))/4,0))\n*_xlfn.XLOOKUP(AC$6,Daten!$B$151:$M$151,Daten!$B$150:$M$150)*$Q67*24/1000)","v":0},0,{"$f":"(IF($O67=\"\",0,_xlfn.XLOOKUP($O67,Daten!$A$79:$A$95,Daten!B$79:B$95))*$E67*0.9*$I67\n*IF(ISNUMBER($J67),$J67,0.75)\n*$AV67)","v":{"v":0,"d":"0.00"}},{"$f":"(IF($O67=\"\",0,_xlfn.XLOOKUP($O67,Daten!$A$79:$A$95,Daten!C$79:C$95))*$E67*0.9*$I67\n*IF(ISNUMBER($J67),$J67,0.75)\n*$AV67)","v":{"v":0,"d":"0.00"}},{"$f":"(IF($O67=\"\",0,_xlfn.XLOOKUP($O67,Daten!$A$79:$A$95,Daten!D$79:D$95))*$E67*0.9*$I67\n*IF(ISNUMBER($J67),$J67,0.75)\n*$AV67)","v":{"v":0,"d":"0.00"}},{"$f":"(IF($O67=\"\",0,_xlfn.XLOOKUP($O67,Daten!$A$79:$A$95,Daten!E$79:E$95))*$E67*0.9*$I67\n*IF(ISNUMBER($J67),$J67,0.75)\n*$AV67)","v":{"v":0,"d":"0.00"}},{"$f":"(IF($O67=\"\",0,_xlfn.XLOOKUP($O67,Daten!$A$79:$A$95,Daten!F$79:F$95))*$E67*0.9*$I67\n*IF(ISNUMBER($J67),$J67,0.75)\n*$AV67)","v":{"v":0,"d":"0.00"}},{"$f":"(IF($O67=\"\",0,_xlfn.XLOOKUP($O67,Daten!$A$79:$A$95,Daten!G$79:G$95))*$E67*0.9*$I67\n*IF(ISNUMBER($J67),$J67,0.75)\n*$AV67)","v":{"v":0,"d":"0.00"}},{"$f":"(IF($O67=\"\",0,_xlfn.XLOOKUP($O67,Daten!$A$79:$A$95,Daten!H$79:H$95))*$E67*0.9*$I67\n*IF(ISNUMBER($J67),$J67,0.75)\n*$AV67)","v":{"v":0,"d":"0.00"}},{"$f":"(IF($O67=\"\",0,_xlfn.XLOOKUP($O67,Daten!$A$79:$A$95,Daten!I$79:I$95))*$E67*0.9*$I67\n*IF(ISNUMBER($J67),$J67,0.75)\n*$AV67)","v":{"v":0,"d":"0.00"}},{"$f":"(IF($O67=\"\",0,_xlfn.XLOOKUP($O67,Daten!$A$79:$A$95,Daten!J$79:J$95))*$E67*0.9*$I67\n*IF(ISNUMBER($J67),$J67,0.75)\n*$AV67)","v":{"v":0,"d":"0.00"}},{"$f":"(IF($O67=\"\",0,_xlfn.XLOOKUP($O67,Daten!$A$79:$A$95,Daten!K$79:K$95))*$E67*0.9*$I67\n*IF(ISNUMBER($J67),$J67,0.75)\n*$AV67)","v":{"v":0,"d":"0.00"}},{"$f":"(IF($O67=\"\",0,_xlfn.XLOOKUP($O67,Daten!$A$79:$A$95,Daten!L$79:L$95))*$E67*0.9*$I67\n*IF(ISNUMBER($J67),$J67,0.75)\n*$AV67)","v":{"v":0,"d":"0.00"}},{"$f":"(IF($O67=\"\",0,_xlfn.XLOOKUP($O67,Daten!$A$79:$A$95,Daten!M$79:M$95))*$E67*0.9*$I67\n*IF(ISNUMBER($J67),$J67,0.75)\n*$AV67)","v":{"v":0,"d":"0.00"}},{"v":0,"d":"0.00"},{"$f":"IFERROR(_xlfn.XLOOKUP(K67,Daten!$C$109:$C$116,_xlfn.XLOOKUP(O67,Daten!$E$108:$U$108,Daten!$E$109:$U$116)),1)","v":{"v":1,"d":"1.00"}},{"$f":"IFERROR(IF(O67=\"H\",1,_xlfn.XLOOKUP(L67,Daten!$C$127:$C$132,_xlfn.XLOOKUP(O67,Daten!$E$126:$U$126,Daten!$E$127:$U$132))),1)","v":{"v":1,"d":"1.00"}},{"$f":"IFERROR(IF(O67=\"H\",1,_xlfn.XLOOKUP(M67,Daten!$C$143:$C$148,_xlfn.XLOOKUP(O67,Daten!$E$142:$U$142,Daten!$E$143:$U$148))),1)","v":{"v":1,"d":"1.00"}},{"$f":"IFERROR(IF(O67=\"H\",1,_xlfn.XLOOKUP(N67,Daten!$C$143:$C$148,_xlfn.XLOOKUP(O67,Daten!$E$142:$U$142,Daten!$E$143:$U$148))),1)","v":{"v":1,"d":"1.00"}},{"v":1,"d":"1.00"}]
[{"$nulls":16},0,{"$f":"IF($D68=\"\",0,(_xlfn.XLOOKUP($D68,Daten!$A$152:$A$154,_xlfn.XLOOKUP(R$6,Daten!$B$151:$M$151,Daten!$B$152:$M$154))\n+IF($G68>_xlfn.XLOOKUP($D68,GI!$C$77:$G$77,GI!$C$80:$G$80),($G68-_xlfn.XLOOKUP($D68,GI!$C$77:$G$77,GI!$C$80:$G$80))/4,0))\n*_xlfn.XLOOKUP(R$6,Daten!$B$151:$M$151,Daten!$B$150:$M$150)*$Q68*24/1000)","v":0},{"$f":"IF($D68=\"\",0,(_xlfn.XLOOKUP($D68,Daten!$A$152:$A$154,_xlfn.XLOOKUP(S$6,Daten!$B$151:$M$151,Daten!$B$152:$M$154))\n+IF($G68>_xlfn.XLOOKUP($D68,GI!$C$77:$G$77,GI!$C$80:$G$80),($G68-_xlfn.XLOOKUP($D68,GI!$C$77:$G$77,GI!$C$80:$G$80))/4,0))\n*_xlfn.XLOOKUP(S$6,Daten!$B$151:$M$151,Daten!$B$150:$M$150)*$Q68*24/1000)","v":0},{"$f":"IF($D68=\"\",0,(_xlfn.XLOOKUP($D68,Daten!$A$152:$A$154,_xlfn.XLOOKUP(T$6,Daten!$B$151:$M$151,Daten!$B$152:$M$154))\n+IF($G68>_xlfn.XLOOKUP($D68,GI!$C$77:$G$77,GI!$C$80:$G$80),($G68-_xlfn.XLOOKUP($D68,GI!$C$77:$G$77,GI!$C$80:$G$80))/4,0))\n*_xlfn.XLOOKUP(T$6,Daten!$B$151:$M$151,Daten!$B$150:$M$150)*$Q68*24/1000)","v":0},{"$f":"IF($D68=\"\",0,(_xlfn.XLOOKUP($D68,Daten!$A$152:$A$154,_xlfn.XLOOKUP(U$6,Daten!$B$151:$M$151,Daten!$B$152:$M$154))\n+IF($G68>_xlfn.XLOOKUP($D68,GI!$C$77:$G$77,GI!$C$80:$G$80),($G68-_xlfn.XLOOKUP($D68,GI!$C$77:$G$77,GI!$C$80:$G$80))/4,0))\n*_xlfn.XLOOKUP(U$6,Daten!$B$151:$M$151,Daten!$B$150:$M$150)*$Q68*24/1000)","v":0},{"$f":"IF($D68=\"\",0,(_xlfn.XLOOKUP($D68,Daten!$A$152:$A$154,_xlfn.XLOOKUP(V$6,Daten!$B$151:$M$151,Daten!$B$152:$M$154))\n+IF($G68>_xlfn.XLOOKUP($D68,GI!$C$77:$G$77,GI!$C$80:$G$80),($G68-_xlfn.XLOOKUP($D68,GI!$C$77:$G$77,GI!$C$80:$G$80))/4,0))\n*_xlfn.XLOOKUP(V$6,Daten!$B$151:$M$151,Daten!$B$150:$M$150)*$Q68*24/1000)","v":0},{"$f":"IF($D68=\"\",0,(_xlfn.XLOOKUP($D68,Daten!$A$152:$A$154,_xlfn.XLOOKUP(W$6,Daten!$B$151:$M$151,Daten!$B$152:$M$154))\n+IF($G68>_xlfn.XLOOKUP($D68,GI!$C$77:$G$77,GI!$C$80:$G$80),($G68-_xlfn.XLOOKUP($D68,GI!$C$77:$G$77,GI!$C$80:$G$80))/4,0))\n*_xlfn.XLOOKUP(W$6,Daten!$B$151:$M$151,Daten!$B$150:$M$150)*$Q68*24/1000)","v":0},{"$f":"IF($D68=\"\",0,(_xlfn.XLOOKUP($D68,Daten!$A$152:$A$154,_xlfn.XLOOKUP(X$6,Daten!$B$151:$M$151,Daten!$B$152:$M$154))\n+IF($G68>_xlfn.XLOOKUP($D68,GI!$C$77:$G$77,GI!$C$80:$G$80),($G68-_xlfn.XLOOKUP($D68,GI!$C$77:$G$77,GI!$C$80:$G$80))/4,0))\n*_xlfn.XLOOKUP(X$6,Daten!$B$151:$M$151,Daten!$B$150:$M$150)*$Q68*24/1000)","v":0},{"$f":"IF($D68=\"\",0,(_xlfn.XLOOKUP($D68,Daten!$A$152:$A$154,_xlfn.XLOOKUP(Y$6,Daten!$B$151:$M$151,Daten!$B$152:$M$154))\n+IF($G68>_xlfn.XLOOKUP($D68,GI!$C$77:$G$77,GI!$C$80:$G$80),($G68-_xlfn.XLOOKUP($D68,GI!$C$77:$G$77,GI!$C$80:$G$80))/4,0))\n*_xlfn.XLOOKUP(Y$6,Daten!$B$151:$M$151,Daten!$B$150:$M$150)*$Q68*24/1000)","v":0},{"$f":"IF($D68=\"\",0,(_xlfn.XLOOKUP($D68,Daten!$A$152:$A$154,_xlfn.XLOOKUP(Z$6,Daten!$B$151:$M$151,Daten!$B$152:$M$154))\n+IF($G68>_xlfn.XLOOKUP($D68,GI!$C$77:$G$77,GI!$C$80:$G$80),($G68-_xlfn.XLOOKUP($D68,GI!$C$77:$G$77,GI!$C$80:$G$80))/4,0))\n*_xlfn.XLOOKUP(Z$6,Daten!$B$151:$M$151,Daten!$B$150:$M$150)*$Q68*24/1000)","v":0},{"$f":"IF($D68=\"\",0,(_xlfn.XLOOKUP($D68,Daten!$A$152:$A$154,_xlfn.XLOOKUP(AA$6,Daten!$B$151:$M$151,Daten!$B$152:$M$154))\n+IF($G68>_xlfn.XLOOKUP($D68,GI!$C$77:$G$77,GI!$C$80:$G$80),($G68-_xlfn.XLOOKUP($D68,GI!$C$77:$G$77,GI!$C$80:$G$80))/4,0))\n*_xlfn.XLOOKUP(AA$6,Daten!$B$151:$M$151,Daten!$B$150:$M$150)*$Q68*24/1000)","v":0},{"$f":"IF($D68=\"\",0,(_xlfn.XLOOKUP($D68,Daten!$A$152:$A$154,_xlfn.XLOOKUP(AB$6,Daten!$B$151:$M$151,Daten!$B$152:$M$154))\n+IF($G68>_xlfn.XLOOKUP($D68,GI!$C$77:$G$77,GI!$C$80:$G$80),($G68-_xlfn.XLOOKUP($D68,GI!$C$77:$G$77,GI!$C$80:$G$80))/4,0))\n*_xlfn.XLOOKUP(AB$6,Daten!$B$151:$M$151,Daten!$B$150:$M$150)*$Q68*24/1000)","v":0},{"$f":"IF($D68=\"\",0,(_xlfn.XLOOKUP($D68,Daten!$A$152:$A$154,_xlfn.XLOOKUP(AC$6,Daten!$B$151:$M$151,Daten!$B$152:$M$154))\n+IF($G68>_xlfn.XLOOKUP($D68,GI!$C$77:$G$77,GI!$C$80:$G$80),($G68-_xlfn.XLOOKUP($D68,GI!$C$77:$G$77,GI!$C$80:$G$80))/4,0))\n*_xlfn.XLOOKUP(AC$6,Daten!$B$151:$M$151,Daten!$B$150:$M$150)*$Q68*24/1000)","v":0},0,{"$f":"(IF($O68=\"\",0,_xlfn.XLOOKUP($O68,Daten!$A$79:$A$95,Daten!B$79:B$95))*$E68*0.9*$I68\n*IF(ISNUMBER($J68),$J68,0.75)\n*$AV68)","v":{"v":0,"d":"0.00"}},{"$f":"(IF($O68=\"\",0,_xlfn.XLOOKUP($O68,Daten!$A$79:$A$95,Daten!C$79:C$95))*$E68*0.9*$I68\n*IF(ISNUMBER($J68),$J68,0.75)\n*$AV68)","v":{"v":0,"d":"0.00"}},{"$f":"(IF($O68=\"\",0,_xlfn.XLOOKUP($O68,Daten!$A$79:$A$95,Daten!D$79:D$95))*$E68*0.9*$I68\n*IF(ISNUMBER($J68),$J68,0.75)\n*$AV68)","v":{"v":0,"d":"0.00"}},{"$f":"(IF($O68=\"\",0,_xlfn.XLOOKUP($O68,Daten!$A$79:$A$95,Daten!E$79:E$95))*$E68*0.9*$I68\n*IF(ISNUMBER($J68),$J68,0.75)\n*$AV68)","v":{"v":0,"d":"0.00"}},{"$f":"(IF($O68=\"\",0,_xlfn.XLOOKUP($O68,Daten!$A$79:$A$95,Daten!F$79:F$95))*$E68*0.9*$I68\n*IF(ISNUMBER($J68),$J68,0.75)\n*$AV68)","v":{"v":0,"d":"0.00"}},{"$f":"(IF($O68=\"\",0,_xlfn.XLOOKUP($O68,Daten!$A$79:$A$95,Daten!G$79:G$95))*$E68*0.9*$I68\n*IF(ISNUMBER($J68),$J68,0.75)\n*$AV68)","v":{"v":0,"d":"0.00"}},{"$f":"(IF($O68=\"\",0,_xlfn.XLOOKUP($O68,Daten!$A$79:$A$95,Daten!H$79:H$95))*$E68*0.9*$I68\n*IF(ISNUMBER($J68),$J68,0.75)\n*$AV68)","v":{"v":0,"d":"0.00"}},{"$f":"(IF($O68=\"\",0,_xlfn.XLOOKUP($O68,Daten!$A$79:$A$95,Daten!I$79:I$95))*$E68*0.9*$I68\n*IF(ISNUMBER($J68),$J68,0.75)\n*$AV68)","v":{"v":0,"d":"0.00"}},{"$f":"(IF($O68=\"\",0,_xlfn.XLOOKUP($O68,Daten!$A$79:$A$95,Daten!J$79:J$95))*$E68*0.9*$I68\n*IF(ISNUMBER($J68),$J68,0.75)\n*$AV68)","v":{"v":0,"d":"0.00"}},{"$f":"(IF($O68=\"\",0,_xlfn.XLOOKUP($O68,Daten!$A$79:$A$95,Daten!K$79:K$95))*$E68*0.9*$I68\n*IF(ISNUMBER($J68),$J68,0.75)\n*$AV68)","v":{"v":0,"d":"0.00"}},{"$f":"(IF($O68=\"\",0,_xlfn.XLOOKUP($O68,Daten!$A$79:$A$95,Daten!L$79:L$95))*$E68*0.9*$I68\n*IF(ISNUMBER($J68),$J68,0.75)\n*$AV68)","v":{"v":0,"d":"0.00"}},{"$f":"(IF($O68=\"\",0,_xlfn.XLOOKUP($O68,Daten!$A$79:$A$95,Daten!M$79:M$95))*$E68*0.9*$I68\n*IF(ISNUMBER($J68),$J68,0.75)\n*$AV68)","v":{"v":0,"d":"0.00"}},{"v":0,"d":"0.00"},{"$f":"IFERROR(_xlfn.XLOOKUP(K68,Daten!$C$109:$C$116,_xlfn.XLOOKUP(O68,Daten!$E$108:$U$108,Daten!$E$109:$U$116)),1)","v":{"v":1,"d":"1.00"}},{"$f":"IFERROR(IF(O68=\"H\",1,_xlfn.XLOOKUP(L68,Daten!$C$127:$C$132,_xlfn.XLOOKUP(O68,Daten!$E$126:$U$126,Daten!$E$127:$U$132))),1)","v":{"v":1,"d":"1.00"}},{"$f":"IFERROR(IF(O68=\"H\",1,_xlfn.XLOOKUP(M68,Daten!$C$143:$C$148,_xlfn.XLOOKUP(O68,Daten!$E$142:$U$142,Daten!$E$143:$U$148))),1)","v":{"v":1,"d":"1.00"}},{"$f":"IFERROR(IF(O68=\"H\",1,_xlfn.XLOOKUP(N68,Daten!$C$143:$C$148,_xlfn.XLOOKUP(O68,Daten!$E$142:$U$142,Daten!$E$143:$U$148))),1)","v":{"v":1,"d":"1.00"}},{"v":1,"d":"1.00"}]
[{"$nulls":16},0,{"$f":"IF($D69=\"\",0,(_xlfn.XLOOKUP($D69,Daten!$A$152:$A$154,_xlfn.XLOOKUP(R$6,Daten!$B$151:$M$151,Daten!$B$152:$M$154))\n+IF($G69>_xlfn.XLOOKUP($D69,GI!$C$77:$G$77,GI!$C$80:$G$80),($G69-_xlfn.XLOOKUP($D69,GI!$C$77:$G$77,GI!$C$80:$G$80))/4,0))\n*_xlfn.XLOOKUP(R$6,Daten!$B$151:$M$151,Daten!$B$150:$M$150)*$Q69*24/1000)","v":0},{"$f":"IF($D69=\"\",0,(_xlfn.XLOOKUP($D69,Daten!$A$152:$A$154,_xlfn.XLOOKUP(S$6,Daten!$B$151:$M$151,Daten!$B$152:$M$154))\n+IF($G69>_xlfn.XLOOKUP($D69,GI!$C$77:$G$77,GI!$C$80:$G$80),($G69-_xlfn.XLOOKUP($D69,GI!$C$77:$G$77,GI!$C$80:$G$80))/4,0))\n*_xlfn.XLOOKUP(S$6,Daten!$B$151:$M$151,Daten!$B$150:$M$150)*$Q69*24/1000)","v":0},{"$f":"IF($D69=\"\",0,(_xlfn.XLOOKUP($D69,Daten!$A$152:$A$154,_xlfn.XLOOKUP(T$6,Daten!$B$151:$M$151,Daten!$B$152:$M$154))\n+IF($G69>_xlfn.XLOOKUP($D69,GI!$C$77:$G$77,GI!$C$80:$G$80),($G69-_xlfn.XLOOKUP($D69,GI!$C$77:$G$77,GI!$C$80:$G$80))/4,0))\n*_xlfn.XLOOKUP(T$6,Daten!$B$151:$M$151,Daten!$B$150:$M$150)*$Q69*24/1000)","v":0},{"$f":"IF($D69=\"\",0,(_xlfn.XLOOKUP($D69,Daten!$A$152:$A$154,_xlfn.XLOOKUP(U$6,Daten!$B$151:$M$151,Daten!$B$152:$M$154))\n+IF($G69>_xlfn.XLOOKUP($D69,GI!$C$77:$G$77,GI!$C$80:$G$80),($G69-_xlfn.XLOOKUP($D69,GI!$C$77:$G$77,GI!$C$80:$G$80))/4,0))\n*_xlfn.XLOOKUP(U$6,Daten!$B$151:$M$151,Daten!$B$150:$M$150)*$Q69*24/1000)","v":0},{"$f":"IF($D69=\"\",0,(_xlfn.XLOOKUP($D69,Daten!$A$152:$A$154,_xlfn.XLOOKUP(V$6,Daten!$B$151:$M$151,Daten!$B$152:$M$154))\n+IF($G69>_xlfn.XLOOKUP($D69,GI!$C$77:$G$77,GI!$C$80:$G$80),($G69-_xlfn.XLOOKUP($D69,GI!$C$77:$G$77,GI!$C$80:$G$80))/4,0))\n*_xlfn.XLOOKUP(V$6,Daten!$B$151:$M$151,Daten!$B$150:$M$150)*$Q69*24/1000)","v":0},{"$f":"IF($D69=\"\",0,(_xlfn.XLOOKUP($D69,Daten!$A$152:$A$154,_xlfn.XLOOKUP(W$6,Daten!$B$151:$M$151,Daten!$B$152:$M$154))\n+IF($G69>_xlfn.XLOOKUP($D69,GI!$C$77:$G$77,GI!$C$80:$G$80),($G69-_xlfn.XLOOKUP($D69,GI!$C$77:$G$77,GI!$C$80:$G$80))/4,0))\n*_xlfn.XLOOKUP(W$6,Daten!$B$151:$M$151,Daten!$B$150:$M$150)*$Q69*24/1000)","v":0},{"$f":"IF($D69=\"\",0,(_xlfn.XLOOKUP($D69,Daten!$A$152:$A$154,_xlfn.XLOOKUP(X$6,Daten!$B$151:$M$151,Daten!$B$152:$M$154))\n+IF($G69>_xlfn.XLOOKUP($D69,GI!$C$77:$G$77,GI!$C$80:$G$80),($G69-_xlfn.XLOOKUP($D69,GI!$C$77:$G$77,GI!$C$80:$G$80))/4,0))\n*_xlfn.XLOOKUP(X$6,Daten!$B$151:$M$151,Daten!$B$150:$M$150)*$Q69*24/1000)","v":0},{"$f":"IF($D69=\"\",0,(_xlfn.XLOOKUP($D69,Daten!$A$152:$A$154,_xlfn.XLOOKUP(Y$6,Daten!$B$151:$M$151,Daten!$B$152:$M$154))\n+IF($G69>_xlfn.XLOOKUP($D69,GI!$C$77:$G$77,GI!$C$80:$G$80),($G69-_xlfn.XLOOKUP($D69,GI!$C$77:$G$77,GI!$C$80:$G$80))/4,0))\n*_xlfn.XLOOKUP(Y$6,Daten!$B$151:$M$151,Daten!$B$150:$M$150)*$Q69*24/1000)","v":0},{"$f":"IF($D69=\"\",0,(_xlfn.XLOOKUP($D69,Daten!$A$152:$A$154,_xlfn.XLOOKUP(Z$6,Daten!$B$151:$M$151,Daten!$B$152:$M$154))\n+IF($G69>_xlfn.XLOOKUP($D69,GI!$C$77:$G$77,GI!$C$80:$G$80),($G69-_xlfn.XLOOKUP($D69,GI!$C$77:$G$77,GI!$C$80:$G$80))/4,0))\n*_xlfn.XLOOKUP(Z$6,Daten!$B$151:$M$151,Daten!$B$150:$M$150)*$Q69*24/1000)","v":0},{"$f":"IF($D69=\"\",0,(_xlfn.XLOOKUP($D69,Daten!$A$152:$A$154,_xlfn.XLOOKUP(AA$6,Daten!$B$151:$M$151,Daten!$B$152:$M$154))\n+IF($G69>_xlfn.XLOOKUP($D69,GI!$C$77:$G$77,GI!$C$80:$G$80),($G69-_xlfn.XLOOKUP($D69,GI!$C$77:$G$77,GI!$C$80:$G$80))/4,0))\n*_xlfn.XLOOKUP(AA$6,Daten!$B$151:$M$151,Daten!$B$150:$M$150)*$Q69*24/1000)","v":0},{"$f":"IF($D69=\"\",0,(_xlfn.XLOOKUP($D69,Daten!$A$152:$A$154,_xlfn.XLOOKUP(AB$6,Daten!$B$151:$M$151,Daten!$B$152:$M$154))\n+IF($G69>_xlfn.XLOOKUP($D69,GI!$C$77:$G$77,GI!$C$80:$G$80),($G69-_xlfn.XLOOKUP($D69,GI!$C$77:$G$77,GI!$C$80:$G$80))/4,0))\n*_xlfn.XLOOKUP(AB$6,Daten!$B$151:$M$151,Daten!$B$150:$M$150)*$Q69*24/1000)","v":0},{"$f":"IF($D69=\"\",0,(_xlfn.XLOOKUP($D69,Daten!$A$152:$A$154,_xlfn.XLOOKUP(AC$6,Daten!$B$151:$M$151,Daten!$B$152:$M$154))\n+IF($G69>_xlfn.XLOOKUP($D69,GI!$C$77:$G$77,GI!$C$80:$G$80),($G69-_xlfn.XLOOKUP($D69,GI!$C$77:$G$77,GI!$C$80:$G$80))/4,0))\n*_xlfn.XLOOKUP(AC$6,Daten!$B$151:$M$151,Daten!$B$150:$M$150)*$Q69*24/1000)","v":0},0,{"$f":"(IF($O69=\"\",0,_xlfn.XLOOKUP($O69,Daten!$A$79:$A$95,Daten!B$79:B$95))*$E69*0.9*$I69\n*IF(ISNUMBER($J69),$J69,0.75)\n*$AV69)","v":{"v":0,"d":"0.00"}},{"$f":"(IF($O69=\"\",0,_xlfn.XLOOKUP($O69,Daten!$A$79:$A$95,Daten!C$79:C$95))*$E69*0.9*$I69\n*IF(ISNUMBER($J69),$J69,0.75)\n*$AV69)","v":{"v":0,"d":"0.00"}},{"$f":"(IF($O69=\"\",0,_xlfn.XLOOKUP($O69,Daten!$A$79:$A$95,Daten!D$79:D$95))*$E69*0.9*$I69\n*IF(ISNUMBER($J69),$J69,0.75)\n*$AV69)","v":{"v":0,"d":"0.00"}},{"$f":"(IF($O69=\"\",0,_xlfn.XLOOKUP($O69,Daten!$A$79:$A$95,Daten!E$79:E$95))*$E69*0.9*$I69\n*IF(ISNUMBER($J69),$J69,0.75)\n*$AV69)","v":{"v":0,"d":"0.00"}},{"$f":"(IF($O69=\"\",0,_xlfn.XLOOKUP($O69,Daten!$A$79:$A$95,Daten!F$79:F$95))*$E69*0.9*$I69\n*IF(ISNUMBER($J69),$J69,0.75)\n*$AV69)","v":{"v":0,"d":"0.00"}},{"$f":"(IF($O69=\"\",0,_xlfn.XLOOKUP($O69,Daten!$A$79:$A$95,Daten!G$79:G$95))*$E69*0.9*$I69\n*IF(ISNUMBER($J69),$J69,0.75)\n*$AV69)","v":{"v":0,"d":"0.00"}},{"$f":"(IF($O69=\"\",0,_xlfn.XLOOKUP($O69,Daten!$A$79:$A$95,Daten!H$79:H$95))*$E69*0.9*$I69\n*IF(ISNUMBER($J69),$J69,0.75)\n*$AV69)","v":{"v":0,"d":"0.00"}},{"$f":"(IF($O69=\"\",0,_xlfn.XLOOKUP($O69,Daten!$A$79:$A$95,Daten!I$79:I$95))*$E69*0.9*$I69\n*IF(ISNUMBER($J69),$J69,0.75)\n*$AV69)","v":{"v":0,"d":"0.00"}},{"$f":"(IF($O69=\"\",0,_xlfn.XLOOKUP($O69,Daten!$A$79:$A$95,Daten!J$79:J$95))*$E69*0.9*$I69\n*IF(ISNUMBER($J69),$J69,0.75)\n*$AV69)","v":{"v":0,"d":"0.00"}},{"$f":"(IF($O69=\"\",0,_xlfn.XLOOKUP($O69,Daten!$A$79:$A$95,Daten!K$79:K$95))*$E69*0.9*$I69\n*IF(ISNUMBER($J69),$J69,0.75)\n*$AV69)","v":{"v":0,"d":"0.00"}},{"$f":"(IF($O69=\"\",0,_xlfn.XLOOKUP($O69,Daten!$A$79:$A$95,Daten!L$79:L$95))*$E69*0.9*$I69\n*IF(ISNUMBER($J69),$J69,0.75)\n*$AV69)","v":{"v":0,"d":"0.00"}},{"$f":"(IF($O69=\"\",0,_xlfn.XLOOKUP($O69,Daten!$A$79:$A$95,Daten!M$79:M$95))*$E69*0.9*$I69\n*IF(ISNUMBER($J69),$J69,0.75)\n*$AV69)","v":{"v":0,"d":"0.00"}},{"v":0,"d":"0.00"},{"$f":"IFERROR(_xlfn.XLOOKUP(K69,Daten!$C$109:$C$116,_xlfn.XLOOKUP(O69,Daten!$E$108:$U$108,Daten!$E$109:$U$116)),1)","v":{"v":1,"d":"1.00"}},{"$f":"IFERROR(IF(O69=\"H\",1,_xlfn.XLOOKUP(L69,Daten!$C$127:$C$132,_xlfn.XLOOKUP(O69,Daten!$E$126:$U$126,Daten!$E$127:$U$132))),1)","v":{"v":1,"d":"1.00"}},{"$f":"IFERROR(IF(O69=\"H\",1,_xlfn.XLOOKUP(M69,Daten!$C$143:$C$148,_xlfn.XLOOKUP(O69,Daten!$E$142:$U$142,Daten!$E$143:$U$148))),1)","v":{"v":1,"d":"1.00"}},{"$f":"IFERROR(IF(O69=\"H\",1,_xlfn.XLOOKUP(N69,Daten!$C$143:$C$148,_xlfn.XLOOKUP(O69,Daten!$E$142:$U$142,Daten!$E$143:$U$148))),1)","v":{"v":1,"d":"1.00"}},{"v":1,"d":"1.00"}]
[{"$nulls":16},0,{"$f":"IF($D70=\"\",0,(_xlfn.XLOOKUP($D70,Daten!$A$152:$A$154,_xlfn.XLOOKUP(R$6,Daten!$B$151:$M$151,Daten!$B$152:$M$154))\n+IF($G70>_xlfn.XLOOKUP($D70,GI!$C$77:$G$77,GI!$C$80:$G$80),($G70-_xlfn.XLOOKUP($D70,GI!$C$77:$G$77,GI!$C$80:$G$80))/4,0))\n*_xlfn.XLOOKUP(R$6,Daten!$B$151:$M$151,Daten!$B$150:$M$150)*$Q70*24/1000)","v":0},{"$f":"IF($D70=\"\",0,(_xlfn.XLOOKUP($D70,Daten!$A$152:$A$154,_xlfn.XLOOKUP(S$6,Daten!$B$151:$M$151,Daten!$B$152:$M$154))\n+IF($G70>_xlfn.XLOOKUP($D70,GI!$C$77:$G$77,GI!$C$80:$G$80),($G70-_xlfn.XLOOKUP($D70,GI!$C$77:$G$77,GI!$C$80:$G$80))/4,0))\n*_xlfn.XLOOKUP(S$6,Daten!$B$151:$M$151,Daten!$B$150:$M$150)*$Q70*24/1000)","v":0},{"$f":"IF($D70=\"\",0,(_xlfn.XLOOKUP($D70,Daten!$A$152:$A$154,_xlfn.XLOOKUP(T$6,Daten!$B$151:$M$151,Daten!$B$152:$M$154))\n+IF($G70>_xlfn.XLOOKUP($D70,GI!$C$77:$G$77,GI!$C$80:$G$80),($G70-_xlfn.XLOOKUP($D70,GI!$C$77:$G$77,GI!$C$80:$G$80))/4,0))\n*_xlfn.XLOOKUP(T$6,Daten!$B$151:$M$151,Daten!$B$150:$M$150)*$Q70*24/1000)","v":0},{"$f":"IF($D70=\"\",0,(_xlfn.XLOOKUP($D70,Daten!$A$152:$A$154,_xlfn.XLOOKUP(U$6,Daten!$B$151:$M$151,Daten!$B$152:$M$154))\n+IF($G70>_xlfn.XLOOKUP($D70,GI!$C$77:$G$77,GI!$C$80:$G$80),($G70-_xlfn.XLOOKUP($D70,GI!$C$77:$G$77,GI!$C$80:$G$80))/4,0))\n*_xlfn.XLOOKUP(U$6,Daten!$B$151:$M$151,Daten!$B$150:$M$150)*$Q70*24/1000)","v":0},{"$f":"IF($D70=\"\",0,(_xlfn.XLOOKUP($D70,Daten!$A$152:$A$154,_xlfn.XLOOKUP(V$6,Daten!$B$151:$M$151,Daten!$B$152:$M$154))\n+IF($G70>_xlfn.XLOOKUP($D70,GI!$C$77:$G$77,GI!$C$80:$G$80),($G70-_xlfn.XLOOKUP($D70,GI!$C$77:$G$77,GI!$C$80:$G$80))/4,0))\n*_xlfn.XLOOKUP(V$6,Daten!$B$151:$M$151,Daten!$B$150:$M$150)*$Q70*24/1000)","v":0},{"$f":"IF($D70=\"\",0,(_xlfn.XLOOKUP($D70,Daten!$A$152:$A$154,_xlfn.XLOOKUP(W$6,Daten!$B$151:$M$151,Daten!$B$152:$M$154))\n+IF($G70>_xlfn.XLOOKUP($D70,GI!$C$77:$G$77,GI!$C$80:$G$80),($G70-_xlfn.XLOOKUP($D70,GI!$C$77:$G$77,GI!$C$80:$G$80))/4,0))\n*_xlfn.XLOOKUP(W$6,Daten!$B$151:$M$151,Daten!$B$150:$M$150)*$Q70*24/1000)","v":0},{"$f":"IF($D70=\"\",0,(_xlfn.XLOOKUP($D70,Daten!$A$152:$A$154,_xlfn.XLOOKUP(X$6,Daten!$B$151:$M$151,Daten!$B$152:$M$154))\n+IF($G70>_xlfn.XLOOKUP($D70,GI!$C$77:$G$77,GI!$C$80:$G$80),($G70-_xlfn.XLOOKUP($D70,GI!$C$77:$G$77,GI!$C$80:$G$80))/4,0))\n*_xlfn.XLOOKUP(X$6,Daten!$B$151:$M$151,Daten!$B$150:$M$150)*$Q70*24/1000)","v":0},{"$f":"IF($D70=\"\",0,(_xlfn.XLOOKUP($D70,Daten!$A$152:$A$154,_xlfn.XLOOKUP(Y$6,Daten!$B$151:$M$151,Daten!$B$152:$M$154))\n+IF($G70>_xlfn.XLOOKUP($D70,GI!$C$77:$G$77,GI!$C$80:$G$80),($G70-_xlfn.XLOOKUP($D70,GI!$C$77:$G$77,GI!$C$80:$G$80))/4,0))\n*_xlfn.XLOOKUP(Y$6,Daten!$B$151:$M$151,Daten!$B$150:$M$150)*$Q70*24/1000)","v":0},{"$f":"IF($D70=\"\",0,(_xlfn.XLOOKUP($D70,Daten!$A$152:$A$154,_xlfn.XLOOKUP(Z$6,Daten!$B$151:$M$151,Daten!$B$152:$M$154))\n+IF($G70>_xlfn.XLOOKUP($D70,GI!$C$77:$G$77,GI!$C$80:$G$80),($G70-_xlfn.XLOOKUP($D70,GI!$C$77:$G$77,GI!$C$80:$G$80))/4,0))\n*_xlfn.XLOOKUP(Z$6,Daten!$B$151:$M$151,Daten!$B$150:$M$150)*$Q70*24/1000)","v":0},{"$f":"IF($D70=\"\",0,(_xlfn.XLOOKUP($D70,Daten!$A$152:$A$154,_xlfn.XLOOKUP(AA$6,Daten!$B$151:$M$151,Daten!$B$152:$M$154))\n+IF($G70>_xlfn.XLOOKUP($D70,GI!$C$77:$G$77,GI!$C$80:$G$80),($G70-_xlfn.XLOOKUP($D70,GI!$C$77:$G$77,GI!$C$80:$G$80))/4,0))\n*_xlfn.XLOOKUP(AA$6,Daten!$B$151:$M$151,Daten!$B$150:$M$150)*$Q70*24/1000)","v":0},{"$f":"IF($D70=\"\",0,(_xlfn.XLOOKUP($D70,Daten!$A$152:$A$154,_xlfn.XLOOKUP(AB$6,Daten!$B$151:$M$151,Daten!$B$152:$M$154))\n+IF($G70>_xlfn.XLOOKUP($D70,GI!$C$77:$G$77,GI!$C$80:$G$80),($G70-_xlfn.XLOOKUP($D70,GI!$C$77:$G$77,GI!$C$80:$G$80))/4,0))\n*_xlfn.XLOOKUP(AB$6,Daten!$B$151:$M$151,Daten!$B$150:$M$150)*$Q70*24/1000)","v":0},{"$f":"IF($D70=\"\",0,(_xlfn.XLOOKUP($D70,Daten!$A$152:$A$154,_xlfn.XLOOKUP(AC$6,Daten!$B$151:$M$151,Daten!$B$152:$M$154))\n+IF($G70>_xlfn.XLOOKUP($D70,GI!$C$77:$G$77,GI!$C$80:$G$80),($G70-_xlfn.XLOOKUP($D70,GI!$C$77:$G$77,GI!$C$80:$G$80))/4,0))\n*_xlfn.XLOOKUP(AC$6,Daten!$B$151:$M$151,Daten!$B$150:$M$150)*$Q70*24/1000)","v":0},0,{"$f":"(IF($O70=\"\",0,_xlfn.XLOOKUP($O70,Daten!$A$79:$A$95,Daten!B$79:B$95))*$E70*0.9*$I70\n*IF(ISNUMBER($J70),$J70,0.75)\n*$AV70)","v":{"v":0,"d":"0.00"}},{"$f":"(IF($O70=\"\",0,_xlfn.XLOOKUP($O70,Daten!$A$79:$A$95,Daten!C$79:C$95))*$E70*0.9*$I70\n*IF(ISNUMBER($J70),$J70,0.75)\n*$AV70)","v":{"v":0,"d":"0.00"}},{"$f":"(IF($O70=\"\",0,_xlfn.XLOOKUP($O70,Daten!$A$79:$A$95,Daten!D$79:D$95))*$E70*0.9*$I70\n*IF(ISNUMBER($J70),$J70,0.75)\n*$AV70)","v":{"v":0,"d":"0.00"}},{"$f":"(IF($O70=\"\",0,_xlfn.XLOOKUP($O70,Daten!$A$79:$A$95,Daten!E$79:E$95))*$E70*0.9*$I70\n*IF(ISNUMBER($J70),$J70,0.75)\n*$AV70)","v":{"v":0,"d":"0.00"}},{"$f":"(IF($O70=\"\",0,_xlfn.XLOOKUP($O70,Daten!$A$79:$A$95,Daten!F$79:F$95))*$E70*0.9*$I70\n*IF(ISNUMBER($J70),$J70,0.75)\n*$AV70)","v":{"v":0,"d":"0.00"}},{"$f":"(IF($O70=\"\",0,_xlfn.XLOOKUP($O70,Daten!$A$79:$A$95,Daten!G$79:G$95))*$E70*0.9*$I70\n*IF(ISNUMBER($J70),$J70,0.75)\n*$AV70)","v":{"v":0,"d":"0.00"}},{"$f":"(IF($O70=\"\",0,_xlfn.XLOOKUP($O70,Daten!$A$79:$A$95,Daten!H$79:H$95))*$E70*0.9*$I70\n*IF(ISNUMBER($J70),$J70,0.75)\n*$AV70)","v":{"v":0,"d":"0.00"}},{"$f":"(IF($O70=\"\",0,_xlfn.XLOOKUP($O70,Daten!$A$79:$A$95,Daten!I$79:I$95))*$E70*0.9*$I70\n*IF(ISNUMBER($J70),$J70,0.75)\n*$AV70)","v":{"v":0,"d":"0.00"}},{"$f":"(IF($O70=\"\",0,_xlfn.XLOOKUP($O70,Daten!$A$79:$A$95,Daten!J$79:J$95))*$E70*0.9*$I70\n*IF(ISNUMBER($J70),$J70,0.75)\n*$AV70)","v":{"v":0,"d":"0.00"}},{"$f":"(IF($O70=\"\",0,_xlfn.XLOOKUP($O70,Daten!$A$79:$A$95,Daten!K$79:K$95))*$E70*0.9*$I70\n*IF(ISNUMBER($J70),$J70,0.75)\n*$AV70)","v":{"v":0,"d":"0.00"}},{"$f":"(IF($O70=\"\",0,_xlfn.XLOOKUP($O70,Daten!$A$79:$A$95,Daten!L$79:L$95))*$E70*0.9*$I70\n*IF(ISNUMBER($J70),$J70,0.75)\n*$AV70)","v":{"v":0,"d":"0.00"}},{"$f":"(IF($O70=\"\",0,_xlfn.XLOOKUP($O70,Daten!$A$79:$A$95,Daten!M$79:M$95))*$E70*0.9*$I70\n*IF(ISNUMBER($J70),$J70,0.75)\n*$AV70)","v":{"v":0,"d":"0.00"}},{"v":0,"d":"0.00"},{"$f":"IFERROR(_xlfn.XLOOKUP(K70,Daten!$C$109:$C$116,_xlfn.XLOOKUP(O70,Daten!$E$108:$U$108,Daten!$E$109:$U$116)),1)","v":{"v":1,"d":"1.00"}},{"$f":"IFERROR(IF(O70=\"H\",1,_xlfn.XLOOKUP(L70,Daten!$C$127:$C$132,_xlfn.XLOOKUP(O70,Daten!$E$126:$U$126,Daten!$E$127:$U$132))),1)","v":{"v":1,"d":"1.00"}},{"$f":"IFERROR(IF(O70=\"H\",1,_xlfn.XLOOKUP(M70,Daten!$C$143:$C$148,_xlfn.XLOOKUP(O70,Daten!$E$142:$U$142,Daten!$E$143:$U$148))),1)","v":{"v":1,"d":"1.00"}},{"$f":"IFERROR(IF(O70=\"H\",1,_xlfn.XLOOKUP(N70,Daten!$C$143:$C$148,_xlfn.XLOOKUP(O70,Daten!$E$142:$U$142,Daten!$E$143:$U$148))),1)","v":{"v":1,"d":"1.00"}},{"v":1,"d":"1.00"}]
[{"$nulls":16},0,{"$f":"IF($D71=\"\",0,(_xlfn.XLOOKUP($D71,Daten!$A$152:$A$154,_xlfn.XLOOKUP(R$6,Daten!$B$151:$M$151,Daten!$B$152:$M$154))\n+IF($G71>_xlfn.XLOOKUP($D71,GI!$C$77:$G$77,GI!$C$80:$G$80),($G71-_xlfn.XLOOKUP($D71,GI!$C$77:$G$77,GI!$C$80:$G$80))/4,0))\n*_xlfn.XLOOKUP(R$6,Daten!$B$151:$M$151,Daten!$B$150:$M$150)*$Q71*24/1000)","v":0},{"$f":"IF($D71=\"\",0,(_xlfn.XLOOKUP($D71,Daten!$A$152:$A$154,_xlfn.XLOOKUP(S$6,Daten!$B$151:$M$151,Daten!$B$152:$M$154))\n+IF($G71>_xlfn.XLOOKUP($D71,GI!$C$77:$G$77,GI!$C$80:$G$80),($G71-_xlfn.XLOOKUP($D71,GI!$C$77:$G$77,GI!$C$80:$G$80))/4,0))\n*_xlfn.XLOOKUP(S$6,Daten!$B$151:$M$151,Daten!$B$150:$M$150)*$Q71*24/1000)","v":0},{"$f":"IF($D71=\"\",0,(_xlfn.XLOOKUP($D71,Daten!$A$152:$A$154,_xlfn.XLOOKUP(T$6,Daten!$B$151:$M$151,Daten!$B$152:$M$154))\n+IF($G71>_xlfn.XLOOKUP($D71,GI!$C$77:$G$77,GI!$C$80:$G$80),($G71-_xlfn.XLOOKUP($D71,GI!$C$77:$G$77,GI!$C$80:$G$80))/4,0))\n*_xlfn.XLOOKUP(T$6,Daten!$B$151:$M$151,Daten!$B$150:$M$150)*$Q71*24/1000)","v":0},{"$f":"IF($D71=\"\",0,(_xlfn.XLOOKUP($D71,Daten!$A$152:$A$154,_xlfn.XLOOKUP(U$6,Daten!$B$151:$M$151,Daten!$B$152:$M$154))\n+IF($G71>_xlfn.XLOOKUP($D71,GI!$C$77:$G$77,GI!$C$80:$G$80),($G71-_xlfn.XLOOKUP($D71,GI!$C$77:$G$77,GI!$C$80:$G$80))/4,0))\n*_xlfn.XLOOKUP(U$6,Daten!$B$151:$M$151,Daten!$B$150:$M$150)*$Q71*24/1000)","v":0},{"$f":"IF($D71=\"\",0,(_xlfn.XLOOKUP($D71,Daten!$A$152:$A$154,_xlfn.XLOOKUP(V$6,Daten!$B$151:$M$151,Daten!$B$152:$M$154))\n+IF($G71>_xlfn.XLOOKUP($D71,GI!$C$77:$G$77,GI!$C$80:$G$80),($G71-_xlfn.XLOOKUP($D71,GI!$C$77:$G$77,GI!$C$80:$G$80))/4,0))\n*_xlfn.XLOOKUP(V$6,Daten!$B$151:$M$151,Daten!$B$150:$M$150)*$Q71*24/1000)","v":0},{"$f":"IF($D71=\"\",0,(_xlfn.XLOOKUP($D71,Daten!$A$152:$A$154,_xlfn.XLOOKUP(W$6,Daten!$B$151:$M$151,Daten!$B$152:$M$154))\n+IF($G71>_xlfn.XLOOKUP($D71,GI!$C$77:$G$77,GI!$C$80:$G$80),($G71-_xlfn.XLOOKUP($D71,GI!$C$77:$G$77,GI!$C$80:$G$80))/4,0))\n*_xlfn.XLOOKUP(W$6,Daten!$B$151:$M$151,Daten!$B$150:$M$150)*$Q71*24/1000)","v":0},{"$f":"IF($D71=\"\",0,(_xlfn.XLOOKUP($D71,Daten!$A$152:$A$154,_xlfn.XLOOKUP(X$6,Daten!$B$151:$M$151,Daten!$B$152:$M$154))\n+IF($G71>_xlfn.XLOOKUP($D71,GI!$C$77:$G$77,GI!$C$80:$G$80),($G71-_xlfn.XLOOKUP($D71,GI!$C$77:$G$77,GI!$C$80:$G$80))/4,0))\n*_xlfn.XLOOKUP(X$6,Daten!$B$151:$M$151,Daten!$B$150:$M$150)*$Q71*24/1000)","v":0},{"$f":"IF($D71=\"\",0,(_xlfn.XLOOKUP($D71,Daten!$A$152:$A$154,_xlfn.XLOOKUP(Y$6,Daten!$B$151:$M$151,Daten!$B$152:$M$154))\n+IF($G71>_xlfn.XLOOKUP($D71,GI!$C$77:$G$77,GI!$C$80:$G$80),($G71-_xlfn.XLOOKUP($D71,GI!$C$77:$G$77,GI!$C$80:$G$80))/4,0))\n*_xlfn.XLOOKUP(Y$6,Daten!$B$151:$M$151,Daten!$B$150:$M$150)*$Q71*24/1000)","v":0},{"$f":"IF($D71=\"\",0,(_xlfn.XLOOKUP($D71,Daten!$A$152:$A$154,_xlfn.XLOOKUP(Z$6,Daten!$B$151:$M$151,Daten!$B$152:$M$154))\n+IF($G71>_xlfn.XLOOKUP($D71,GI!$C$77:$G$77,GI!$C$80:$G$80),($G71-_xlfn.XLOOKUP($D71,GI!$C$77:$G$77,GI!$C$80:$G$80))/4,0))\n*_xlfn.XLOOKUP(Z$6,Daten!$B$151:$M$151,Daten!$B$150:$M$150)*$Q71*24/1000)","v":0},{"$f":"IF($D71=\"\",0,(_xlfn.XLOOKUP($D71,Daten!$A$152:$A$154,_xlfn.XLOOKUP(AA$6,Daten!$B$151:$M$151,Daten!$B$152:$M$154))\n+IF($G71>_xlfn.XLOOKUP($D71,GI!$C$77:$G$77,GI!$C$80:$G$80),($G71-_xlfn.XLOOKUP($D71,GI!$C$77:$G$77,GI!$C$80:$G$80))/4,0))\n*_xlfn.XLOOKUP(AA$6,Daten!$B$151:$M$151,Daten!$B$150:$M$150)*$Q71*24/1000)","v":0},{"$f":"IF($D71=\"\",0,(_xlfn.XLOOKUP($D71,Daten!$A$152:$A$154,_xlfn.XLOOKUP(AB$6,Daten!$B$151:$M$151,Daten!$B$152:$M$154))\n+IF($G71>_xlfn.XLOOKUP($D71,GI!$C$77:$G$77,GI!$C$80:$G$80),($G71-_xlfn.XLOOKUP($D71,GI!$C$77:$G$77,GI!$C$80:$G$80))/4,0))\n*_xlfn.XLOOKUP(AB$6,Daten!$B$151:$M$151,Daten!$B$150:$M$150)*$Q71*24/1000)","v":0},{"$f":"IF($D71=\"\",0,(_xlfn.XLOOKUP($D71,Daten!$A$152:$A$154,_xlfn.XLOOKUP(AC$6,Daten!$B$151:$M$151,Daten!$B$152:$M$154))\n+IF($G71>_xlfn.XLOOKUP($D71,GI!$C$77:$G$77,GI!$C$80:$G$80),($G71-_xlfn.XLOOKUP($D71,GI!$C$77:$G$77,GI!$C$80:$G$80))/4,0))\n*_xlfn.XLOOKUP(AC$6,Daten!$B$151:$M$151,Daten!$B$150:$M$150)*$Q71*24/1000)","v":0},0,{"$f":"(IF($O71=\"\",0,_xlfn.XLOOKUP($O71,Daten!$A$79:$A$95,Daten!B$79:B$95))*$E71*0.9*$I71\n*IF(ISNUMBER($J71),$J71,0.75)\n*$AV71)","v":{"v":0,"d":"0.00"}},{"$f":"(IF($O71=\"\",0,_xlfn.XLOOKUP($O71,Daten!$A$79:$A$95,Daten!C$79:C$95))*$E71*0.9*$I71\n*IF(ISNUMBER($J71),$J71,0.75)\n*$AV71)","v":{"v":0,"d":"0.00"}},{"$f":"(IF($O71=\"\",0,_xlfn.XLOOKUP($O71,Daten!$A$79:$A$95,Daten!D$79:D$95))*$E71*0.9*$I71\n*IF(ISNUMBER($J71),$J71,0.75)\n*$AV71)","v":{"v":0,"d":"0.00"}},{"$f":"(IF($O71=\"\",0,_xlfn.XLOOKUP($O71,Daten!$A$79:$A$95,Daten!E$79:E$95))*$E71*0.9*$I71\n*IF(ISNUMBER($J71),$J71,0.75)\n*$AV71)","v":{"v":0,"d":"0.00"}},{"$f":"(IF($O71=\"\",0,_xlfn.XLOOKUP($O71,Daten!$A$79:$A$95,Daten!F$79:F$95))*$E71*0.9*$I71\n*IF(ISNUMBER($J71),$J71,0.75)\n*$AV71)","v":{"v":0,"d":"0.00"}},{"$f":"(IF($O71=\"\",0,_xlfn.XLOOKUP($O71,Daten!$A$79:$A$95,Daten!G$79:G$95))*$E71*0.9*$I71\n*IF(ISNUMBER($J71),$J71,0.75)\n*$AV71)","v":{"v":0,"d":"0.00"}},{"$f":"(IF($O71=\"\",0,_xlfn.XLOOKUP($O71,Daten!$A$79:$A$95,Daten!H$79:H$95))*$E71*0.9*$I71\n*IF(ISNUMBER($J71),$J71,0.75)\n*$AV71)","v":{"v":0,"d":"0.00"}},{"$f":"(IF($O71=\"\",0,_xlfn.XLOOKUP($O71,Daten!$A$79:$A$95,Daten!I$79:I$95))*$E71*0.9*$I71\n*IF(ISNUMBER($J71),$J71,0.75)\n*$AV71)","v":{"v":0,"d":"0.00"}},{"$f":"(IF($O71=\"\",0,_xlfn.XLOOKUP($O71,Daten!$A$79:$A$95,Daten!J$79:J$95))*$E71*0.9*$I71\n*IF(ISNUMBER($J71),$J71,0.75)\n*$AV71)","v":{"v":0,"d":"0.00"}},{"$f":"(IF($O71=\"\",0,_xlfn.XLOOKUP($O71,Daten!$A$79:$A$95,Daten!K$79:K$95))*$E71*0.9*$I71\n*IF(ISNUMBER($J71),$J71,0.75)\n*$AV71)","v":{"v":0,"d":"0.00"}},{"$f":"(IF($O71=\"\",0,_xlfn.XLOOKUP($O71,Daten!$A$79:$A$95,Daten!L$79:L$95))*$E71*0.9*$I71\n*IF(ISNUMBER($J71),$J71,0.75)\n*$AV71)","v":{"v":0,"d":"0.00"}},{"$f":"(IF($O71=\"\",0,_xlfn.XLOOKUP($O71,Daten!$A$79:$A$95,Daten!M$79:M$95))*$E71*0.9*$I71\n*IF(ISNUMBER($J71),$J71,0.75)\n*$AV71)","v":{"v":0,"d":"0.00"}},{"v":0,"d":"0.00"},{"$f":"IFERROR(_xlfn.XLOOKUP(K71,Daten!$C$109:$C$116,_xlfn.XLOOKUP(O71,Daten!$E$108:$U$108,Daten!$E$109:$U$116)),1)","v":{"v":1,"d":"1.00"}},{"$f":"IFERROR(IF(O71=\"H\",1,_xlfn.XLOOKUP(L71,Daten!$C$127:$C$132,_xlfn.XLOOKUP(O71,Daten!$E$126:$U$126,Daten!$E$127:$U$132))),1)","v":{"v":1,"d":"1.00"}},{"$f":"IFERROR(IF(O71=\"H\",1,_xlfn.XLOOKUP(M71,Daten!$C$143:$C$148,_xlfn.XLOOKUP(O71,Daten!$E$142:$U$142,Daten!$E$143:$U$148))),1)","v":{"v":1,"d":"1.00"}},{"$f":"IFERROR(IF(O71=\"H\",1,_xlfn.XLOOKUP(N71,Daten!$C$143:$C$148,_xlfn.XLOOKUP(O71,Daten!$E$142:$U$142,Daten!$E$143:$U$148))),1)","v":{"v":1,"d":"1.00"}},{"v":1,"d":"1.00"}]
[{"$nulls":16},0,{"$f":"IF($D72=\"\",0,(_xlfn.XLOOKUP($D72,Daten!$A$152:$A$154,_xlfn.XLOOKUP(R$6,Daten!$B$151:$M$151,Daten!$B$152:$M$154))\n+IF($G72>_xlfn.XLOOKUP($D72,GI!$C$77:$G$77,GI!$C$80:$G$80),($G72-_xlfn.XLOOKUP($D72,GI!$C$77:$G$77,GI!$C$80:$G$80))/4,0))\n*_xlfn.XLOOKUP(R$6,Daten!$B$151:$M$151,Daten!$B$150:$M$150)*$Q72*24/1000)","v":0},{"$f":"IF($D72=\"\",0,(_xlfn.XLOOKUP($D72,Daten!$A$152:$A$154,_xlfn.XLOOKUP(S$6,Daten!$B$151:$M$151,Daten!$B$152:$M$154))\n+IF($G72>_xlfn.XLOOKUP($D72,GI!$C$77:$G$77,GI!$C$80:$G$80),($G72-_xlfn.XLOOKUP($D72,GI!$C$77:$G$77,GI!$C$80:$G$80))/4,0))\n*_xlfn.XLOOKUP(S$6,Daten!$B$151:$M$151,Daten!$B$150:$M$150)*$Q72*24/1000)","v":0},{"$f":"IF($D72=\"\",0,(_xlfn.XLOOKUP($D72,Daten!$A$152:$A$154,_xlfn.XLOOKUP(T$6,Daten!$B$151:$M$151,Daten!$B$152:$M$154))\n+IF($G72>_xlfn.XLOOKUP($D72,GI!$C$77:$G$77,GI!$C$80:$G$80),($G72-_xlfn.XLOOKUP($D72,GI!$C$77:$G$77,GI!$C$80:$G$80))/4,0))\n*_xlfn.XLOOKUP(T$6,Daten!$B$151:$M$151,Daten!$B$150:$M$150)*$Q72*24/1000)","v":0},{"$f":"IF($D72=\"\",0,(_xlfn.XLOOKUP($D72,Daten!$A$152:$A$154,_xlfn.XLOOKUP(U$6,Daten!$B$151:$M$151,Daten!$B$152:$M$154))\n+IF($G72>_xlfn.XLOOKUP($D72,GI!$C$77:$G$77,GI!$C$80:$G$80),($G72-_xlfn.XLOOKUP($D72,GI!$C$77:$G$77,GI!$C$80:$G$80))/4,0))\n*_xlfn.XLOOKUP(U$6,Daten!$B$151:$M$151,Daten!$B$150:$M$150)*$Q72*24/1000)","v":0},{"$f":"IF($D72=\"\",0,(_xlfn.XLOOKUP($D72,Daten!$A$152:$A$154,_xlfn.XLOOKUP(V$6,Daten!$B$151:$M$151,Daten!$B$152:$M$154))\n+IF($G72>_xlfn.XLOOKUP($D72,GI!$C$77:$G$77,GI!$C$80:$G$80),($G72-_xlfn.XLOOKUP($D72,GI!$C$77:$G$77,GI!$C$80:$G$80))/4,0))\n*_xlfn.XLOOKUP(V$6,Daten!$B$151:$M$151,Daten!$B$150:$M$150)*$Q72*24/1000)","v":0},{"$f":"IF($D72=\"\",0,(_xlfn.XLOOKUP($D72,Daten!$A$152:$A$154,_xlfn.XLOOKUP(W$6,Daten!$B$151:$M$151,Daten!$B$152:$M$154))\n+IF($G72>_xlfn.XLOOKUP($D72,GI!$C$77:$G$77,GI!$C$80:$G$80),($G72-_xlfn.XLOOKUP($D72,GI!$C$77:$G$77,GI!$C$80:$G$80))/4,0))\n*_xlfn.XLOOKUP(W$6,Daten!$B$151:$M$151,Daten!$B$150:$M$150)*$Q72*24/1000)","v":0},{"$f":"IF($D72=\"\",0,(_xlfn.XLOOKUP($D72,Daten!$A$152:$A$154,_xlfn.XLOOKUP(X$6,Daten!$B$151:$M$151,Daten!$B$152:$M$154))\n+IF($G72>_xlfn.XLOOKUP($D72,GI!$C$77:$G$77,GI!$C$80:$G$80),($G72-_xlfn.XLOOKUP($D72,GI!$C$77:$G$77,GI!$C$80:$G$80))/4,0))\n*_xlfn.XLOOKUP(X$6,Daten!$B$151:$M$151,Daten!$B$150:$M$150)*$Q72*24/1000)","v":0},{"$f":"IF($D72=\"\",0,(_xlfn.XLOOKUP($D72,Daten!$A$152:$A$154,_xlfn.XLOOKUP(Y$6,Daten!$B$151:$M$151,Daten!$B$152:$M$154))\n+IF($G72>_xlfn.XLOOKUP($D72,GI!$C$77:$G$77,GI!$C$80:$G$80),($G72-_xlfn.XLOOKUP($D72,GI!$C$77:$G$77,GI!$C$80:$G$80))/4,0))\n*_xlfn.XLOOKUP(Y$6,Daten!$B$151:$M$151,Daten!$B$150:$M$150)*$Q72*24/1000)","v":0},{"$f":"IF($D72=\"\",0,(_xlfn.XLOOKUP($D72,Daten!$A$152:$A$154,_xlfn.XLOOKUP(Z$6,Daten!$B$151:$M$151,Daten!$B$152:$M$154))\n+IF($G72>_xlfn.XLOOKUP($D72,GI!$C$77:$G$77,GI!$C$80:$G$80),($G72-_xlfn.XLOOKUP($D72,GI!$C$77:$G$77,GI!$C$80:$G$80))/4,0))\n*_xlfn.XLOOKUP(Z$6,Daten!$B$151:$M$151,Daten!$B$150:$M$150)*$Q72*24/1000)","v":0},{"$f":"IF($D72=\"\",0,(_xlfn.XLOOKUP($D72,Daten!$A$152:$A$154,_xlfn.XLOOKUP(AA$6,Daten!$B$151:$M$151,Daten!$B$152:$M$154))\n+IF($G72>_xlfn.XLOOKUP($D72,GI!$C$77:$G$77,GI!$C$80:$G$80),($G72-_xlfn.XLOOKUP($D72,GI!$C$77:$G$77,GI!$C$80:$G$80))/4,0))\n*_xlfn.XLOOKUP(AA$6,Daten!$B$151:$M$151,Daten!$B$150:$M$150)*$Q72*24/1000)","v":0},{"$f":"IF($D72=\"\",0,(_xlfn.XLOOKUP($D72,Daten!$A$152:$A$154,_xlfn.XLOOKUP(AB$6,Daten!$B$151:$M$151,Daten!$B$152:$M$154))\n+IF($G72>_xlfn.XLOOKUP($D72,GI!$C$77:$G$77,GI!$C$80:$G$80),($G72-_xlfn.XLOOKUP($D72,GI!$C$77:$G$77,GI!$C$80:$G$80))/4,0))\n*_xlfn.XLOOKUP(AB$6,Daten!$B$151:$M$151,Daten!$B$150:$M$150)*$Q72*24/1000)","v":0},{"$f":"IF($D72=\"\",0,(_xlfn.XLOOKUP($D72,Daten!$A$152:$A$154,_xlfn.XLOOKUP(AC$6,Daten!$B$151:$M$151,Daten!$B$152:$M$154))\n+IF($G72>_xlfn.XLOOKUP($D72,GI!$C$77:$G$77,GI!$C$80:$G$80),($G72-_xlfn.XLOOKUP($D72,GI!$C$77:$G$77,GI!$C$80:$G$80))/4,0))\n*_xlfn.XLOOKUP(AC$6,Daten!$B$151:$M$151,Daten!$B$150:$M$150)*$Q72*24/1000)","v":0},0,{"$f":"(IF($O72=\"\",0,_xlfn.XLOOKUP($O72,Daten!$A$79:$A$95,Daten!B$79:B$95))*$E72*0.9*$I72\n*IF(ISNUMBER($J72),$J72,0.75)\n*$AV72)","v":{"v":0,"d":"0.00"}},{"$f":"(IF($O72=\"\",0,_xlfn.XLOOKUP($O72,Daten!$A$79:$A$95,Daten!C$79:C$95))*$E72*0.9*$I72\n*IF(ISNUMBER($J72),$J72,0.75)\n*$AV72)","v":{"v":0,"d":"0.00"}},{"$f":"(IF($O72=\"\",0,_xlfn.XLOOKUP($O72,Daten!$A$79:$A$95,Daten!D$79:D$95))*$E72*0.9*$I72\n*IF(ISNUMBER($J72),$J72,0.75)\n*$AV72)","v":{"v":0,"d":"0.00"}},{"$f":"(IF($O72=\"\",0,_xlfn.XLOOKUP($O72,Daten!$A$79:$A$95,Daten!E$79:E$95))*$E72*0.9*$I72\n*IF(ISNUMBER($J72),$J72,0.75)\n*$AV72)","v":{"v":0,"d":"0.00"}},{"$f":"(IF($O72=\"\",0,_xlfn.XLOOKUP($O72,Daten!$A$79:$A$95,Daten!F$79:F$95))*$E72*0.9*$I72\n*IF(ISNUMBER($J72),$J72,0.75)\n*$AV72)","v":{"v":0,"d":"0.00"}},{"$f":"(IF($O72=\"\",0,_xlfn.XLOOKUP($O72,Daten!$A$79:$A$95,Daten!G$79:G$95))*$E72*0.9*$I72\n*IF(ISNUMBER($J72),$J72,0.75)\n*$AV72)","v":{"v":0,"d":"0.00"}},{"$f":"(IF($O72=\"\",0,_xlfn.XLOOKUP($O72,Daten!$A$79:$A$95,Daten!H$79:H$95))*$E72*0.9*$I72\n*IF(ISNUMBER($J72),$J72,0.75)\n*$AV72)","v":{"v":0,"d":"0.00"}},{"$f":"(IF($O72=\"\",0,_xlfn.XLOOKUP($O72,Daten!$A$79:$A$95,Daten!I$79:I$95))*$E72*0.9*$I72\n*IF(ISNUMBER($J72),$J72,0.75)\n*$AV72)","v":{"v":0,"d":"0.00"}},{"$f":"(IF($O72=\"\",0,_xlfn.XLOOKUP($O72,Daten!$A$79:$A$95,Daten!J$79:J$95))*$E72*0.9*$I72\n*IF(ISNUMBER($J72),$J72,0.75)\n*$AV72)","v":{"v":0,"d":"0.00"}},{"$f":"(IF($O72=\"\",0,_xlfn.XLOOKUP($O72,Daten!$A$79:$A$95,Daten!K$79:K$95))*$E72*0.9*$I72\n*IF(ISNUMBER($J72),$J72,0.75)\n*$AV72)","v":{"v":0,"d":"0.00"}},{"$f":"(IF($O72=\"\",0,_xlfn.XLOOKUP($O72,Daten!$A$79:$A$95,Daten!L$79:L$95))*$E72*0.9*$I72\n*IF(ISNUMBER($J72),$J72,0.75)\n*$AV72)","v":{"v":0,"d":"0.00"}},{"$f":"(IF($O72=\"\",0,_xlfn.XLOOKUP($O72,Daten!$A$79:$A$95,Daten!M$79:M$95))*$E72*0.9*$I72\n*IF(ISNUMBER($J72),$J72,0.75)\n*$AV72)","v":{"v":0,"d":"0.00"}},{"v":0,"d":"0.00"},{"$f":"IFERROR(_xlfn.XLOOKUP(K72,Daten!$C$109:$C$116,_xlfn.XLOOKUP(O72,Daten!$E$108:$U$108,Daten!$E$109:$U$116)),1)","v":{"v":1,"d":"1.00"}},{"$f":"IFERROR(IF(O72=\"H\",1,_xlfn.XLOOKUP(L72,Daten!$C$127:$C$132,_xlfn.XLOOKUP(O72,Daten!$E$126:$U$126,Daten!$E$127:$U$132))),1)","v":{"v":1,"d":"1.00"}},{"$f":"IFERROR(IF(O72=\"H\",1,_xlfn.XLOOKUP(M72,Daten!$C$143:$C$148,_xlfn.XLOOKUP(O72,Daten!$E$142:$U$142,Daten!$E$143:$U$148))),1)","v":{"v":1,"d":"1.00"}},{"$f":"IFERROR(IF(O72=\"H\",1,_xlfn.XLOOKUP(N72,Daten!$C$143:$C$148,_xlfn.XLOOKUP(O72,Daten!$E$142:$U$142,Daten!$E$143:$U$148))),1)","v":{"v":1,"d":"1.00"}},{"v":1,"d":"1.00"}]
[{"$nulls":16},0,{"$f":"IF($D73=\"\",0,(_xlfn.XLOOKUP($D73,Daten!$A$152:$A$154,_xlfn.XLOOKUP(R$6,Daten!$B$151:$M$151,Daten!$B$152:$M$154))\n+IF($G73>_xlfn.XLOOKUP($D73,GI!$C$77:$G$77,GI!$C$80:$G$80),($G73-_xlfn.XLOOKUP($D73,GI!$C$77:$G$77,GI!$C$80:$G$80))/4,0))\n*_xlfn.XLOOKUP(R$6,Daten!$B$151:$M$151,Daten!$B$150:$M$150)*$Q73*24/1000)","v":0},{"$f":"IF($D73=\"\",0,(_xlfn.XLOOKUP($D73,Daten!$A$152:$A$154,_xlfn.XLOOKUP(S$6,Daten!$B$151:$M$151,Daten!$B$152:$M$154))\n+IF($G73>_xlfn.XLOOKUP($D73,GI!$C$77:$G$77,GI!$C$80:$G$80),($G73-_xlfn.XLOOKUP($D73,GI!$C$77:$G$77,GI!$C$80:$G$80))/4,0))\n*_xlfn.XLOOKUP(S$6,Daten!$B$151:$M$151,Daten!$B$150:$M$150)*$Q73*24/1000)","v":0},{"$f":"IF($D73=\"\",0,(_xlfn.XLOOKUP($D73,Daten!$A$152:$A$154,_xlfn.XLOOKUP(T$6,Daten!$B$151:$M$151,Daten!$B$152:$M$154))\n+IF($G73>_xlfn.XLOOKUP($D73,GI!$C$77:$G$77,GI!$C$80:$G$80),($G73-_xlfn.XLOOKUP($D73,GI!$C$77:$G$77,GI!$C$80:$G$80))/4,0))\n*_xlfn.XLOOKUP(T$6,Daten!$B$151:$M$151,Daten!$B$150:$M$150)*$Q73*24/1000)","v":0},{"$f":"IF($D73=\"\",0,(_xlfn.XLOOKUP($D73,Daten!$A$152:$A$154,_xlfn.XLOOKUP(U$6,Daten!$B$151:$M$151,Daten!$B$152:$M$154))\n+IF($G73>_xlfn.XLOOKUP($D73,GI!$C$77:$G$77,GI!$C$80:$G$80),($G73-_xlfn.XLOOKUP($D73,GI!$C$77:$G$77,GI!$C$80:$G$80))/4,0))\n*_xlfn.XLOOKUP(U$6,Daten!$B$151:$M$151,Daten!$B$150:$M$150)*$Q73*24/1000)","v":0},{"$f":"IF($D73=\"\",0,(_xlfn.XLOOKUP($D73,Daten!$A$152:$A$154,_xlfn.XLOOKUP(V$6,Daten!$B$151:$M$151,Daten!$B$152:$M$154))\n+IF($G73>_xlfn.XLOOKUP($D73,GI!$C$77:$G$77,GI!$C$80:$G$80),($G73-_xlfn.XLOOKUP($D73,GI!$C$77:$G$77,GI!$C$80:$G$80))/4,0))\n*_xlfn.XLOOKUP(V$6,Daten!$B$151:$M$151,Daten!$B$150:$M$150)*$Q73*24/1000)","v":0},{"$f":"IF($D73=\"\",0,(_xlfn.XLOOKUP($D73,Daten!$A$152:$A$154,_xlfn.XLOOKUP(W$6,Daten!$B$151:$M$151,Daten!$B$152:$M$154))\n+IF($G73>_xlfn.XLOOKUP($D73,GI!$C$77:$G$77,GI!$C$80:$G$80),($G73-_xlfn.XLOOKUP($D73,GI!$C$77:$G$77,GI!$C$80:$G$80))/4,0))\n*_xlfn.XLOOKUP(W$6,Daten!$B$151:$M$151,Daten!$B$150:$M$150)*$Q73*24/1000)","v":0},{"$f":"IF($D73=\"\",0,(_xlfn.XLOOKUP($D73,Daten!$A$152:$A$154,_xlfn.XLOOKUP(X$6,Daten!$B$151:$M$151,Daten!$B$152:$M$154))\n+IF($G73>_xlfn.XLOOKUP($D73,GI!$C$77:$G$77,GI!$C$80:$G$80),($G73-_xlfn.XLOOKUP($D73,GI!$C$77:$G$77,GI!$C$80:$G$80))/4,0))\n*_xlfn.XLOOKUP(X$6,Daten!$B$151:$M$151,Daten!$B$150:$M$150)*$Q73*24/1000)","v":0},{"$f":"IF($D73=\"\",0,(_xlfn.XLOOKUP($D73,Daten!$A$152:$A$154,_xlfn.XLOOKUP(Y$6,Daten!$B$151:$M$151,Daten!$B$152:$M$154))\n+IF($G73>_xlfn.XLOOKUP($D73,GI!$C$77:$G$77,GI!$C$80:$G$80),($G73-_xlfn.XLOOKUP($D73,GI!$C$77:$G$77,GI!$C$80:$G$80))/4,0))\n*_xlfn.XLOOKUP(Y$6,Daten!$B$151:$M$151,Daten!$B$150:$M$150)*$Q73*24/1000)","v":0},{"$f":"IF($D73=\"\",0,(_xlfn.XLOOKUP($D73,Daten!$A$152:$A$154,_xlfn.XLOOKUP(Z$6,Daten!$B$151:$M$151,Daten!$B$152:$M$154))\n+IF($G73>_xlfn.XLOOKUP($D73,GI!$C$77:$G$77,GI!$C$80:$G$80),($G73-_xlfn.XLOOKUP($D73,GI!$C$77:$G$77,GI!$C$80:$G$80))/4,0))\n*_xlfn.XLOOKUP(Z$6,Daten!$B$151:$M$151,Daten!$B$150:$M$150)*$Q73*24/1000)","v":0},{"$f":"IF($D73=\"\",0,(_xlfn.XLOOKUP($D73,Daten!$A$152:$A$154,_xlfn.XLOOKUP(AA$6,Daten!$B$151:$M$151,Daten!$B$152:$M$154))\n+IF($G73>_xlfn.XLOOKUP($D73,GI!$C$77:$G$77,GI!$C$80:$G$80),($G73-_xlfn.XLOOKUP($D73,GI!$C$77:$G$77,GI!$C$80:$G$80))/4,0))\n*_xlfn.XLOOKUP(AA$6,Daten!$B$151:$M$151,Daten!$B$150:$M$150)*$Q73*24/1000)","v":0},{"$f":"IF($D73=\"\",0,(_xlfn.XLOOKUP($D73,Daten!$A$152:$A$154,_xlfn.XLOOKUP(AB$6,Daten!$B$151:$M$151,Daten!$B$152:$M$154))\n+IF($G73>_xlfn.XLOOKUP($D73,GI!$C$77:$G$77,GI!$C$80:$G$80),($G73-_xlfn.XLOOKUP($D73,GI!$C$77:$G$77,GI!$C$80:$G$80))/4,0))\n*_xlfn.XLOOKUP(AB$6,Daten!$B$151:$M$151,Daten!$B$150:$M$150)*$Q73*24/1000)","v":0},{"$f":"IF($D73=\"\",0,(_xlfn.XLOOKUP($D73,Daten!$A$152:$A$154,_xlfn.XLOOKUP(AC$6,Daten!$B$151:$M$151,Daten!$B$152:$M$154))\n+IF($G73>_xlfn.XLOOKUP($D73,GI!$C$77:$G$77,GI!$C$80:$G$80),($G73-_xlfn.XLOOKUP($D73,GI!$C$77:$G$77,GI!$C$80:$G$80))/4,0))\n*_xlfn.XLOOKUP(AC$6,Daten!$B$151:$M$151,Daten!$B$150:$M$150)*$Q73*24/1000)","v":0},0,{"$f":"(IF($O73=\"\",0,_xlfn.XLOOKUP($O73,Daten!$A$79:$A$95,Daten!B$79:B$95))*$E73*0.9*$I73\n*IF(ISNUMBER($J73),$J73,0.75)\n*$AV73)","v":{"v":0,"d":"0.00"}},{"$f":"(IF($O73=\"\",0,_xlfn.XLOOKUP($O73,Daten!$A$79:$A$95,Daten!C$79:C$95))*$E73*0.9*$I73\n*IF(ISNUMBER($J73),$J73,0.75)\n*$AV73)","v":{"v":0,"d":"0.00"}},{"$f":"(IF($O73=\"\",0,_xlfn.XLOOKUP($O73,Daten!$A$79:$A$95,Daten!D$79:D$95))*$E73*0.9*$I73\n*IF(ISNUMBER($J73),$J73,0.75)\n*$AV73)","v":{"v":0,"d":"0.00"}},{"$f":"(IF($O73=\"\",0,_xlfn.XLOOKUP($O73,Daten!$A$79:$A$95,Daten!E$79:E$95))*$E73*0.9*$I73\n*IF(ISNUMBER($J73),$J73,0.75)\n*$AV73)","v":{"v":0,"d":"0.00"}},{"$f":"(IF($O73=\"\",0,_xlfn.XLOOKUP($O73,Daten!$A$79:$A$95,Daten!F$79:F$95))*$E73*0.9*$I73\n*IF(ISNUMBER($J73),$J73,0.75)\n*$AV73)","v":{"v":0,"d":"0.00"}},{"$f":"(IF($O73=\"\",0,_xlfn.XLOOKUP($O73,Daten!$A$79:$A$95,Daten!G$79:G$95))*$E73*0.9*$I73\n*IF(ISNUMBER($J73),$J73,0.75)\n*$AV73)","v":{"v":0,"d":"0.00"}},{"$f":"(IF($O73=\"\",0,_xlfn.XLOOKUP($O73,Daten!$A$79:$A$95,Daten!H$79:H$95))*$E73*0.9*$I73\n*IF(ISNUMBER($J73),$J73,0.75)\n*$AV73)","v":{"v":0,"d":"0.00"}},{"$f":"(IF($O73=\"\",0,_xlfn.XLOOKUP($O73,Daten!$A$79:$A$95,Daten!I$79:I$95))*$E73*0.9*$I73\n*IF(ISNUMBER($J73),$J73,0.75)\n*$AV73)","v":{"v":0,"d":"0.00"}},{"$f":"(IF($O73=\"\",0,_xlfn.XLOOKUP($O73,Daten!$A$79:$A$95,Daten!J$79:J$95))*$E73*0.9*$I73\n*IF(ISNUMBER($J73),$J73,0.75)\n*$AV73)","v":{"v":0,"d":"0.00"}},{"$f":"(IF($O73=\"\",0,_xlfn.XLOOKUP($O73,Daten!$A$79:$A$95,Daten!K$79:K$95))*$E73*0.9*$I73\n*IF(ISNUMBER($J73),$J73,0.75)\n*$AV73)","v":{"v":0,"d":"0.00"}},{"$f":"(IF($O73=\"\",0,_xlfn.XLOOKUP($O73,Daten!$A$79:$A$95,Daten!L$79:L$95))*$E73*0.9*$I73\n*IF(ISNUMBER($J73),$J73,0.75)\n*$AV73)","v":{"v":0,"d":"0.00"}},{"$f":"(IF($O73=\"\",0,_xlfn.XLOOKUP($O73,Daten!$A$79:$A$95,Daten!M$79:M$95))*$E73*0.9*$I73\n*IF(ISNUMBER($J73),$J73,0.75)\n*$AV73)","v":{"v":0,"d":"0.00"}},{"v":0,"d":"0.00"},{"$f":"IFERROR(_xlfn.XLOOKUP(K73,Daten!$C$109:$C$116,_xlfn.XLOOKUP(O73,Daten!$E$108:$U$108,Daten!$E$109:$U$116)),1)","v":{"v":1,"d":"1.00"}},{"$f":"IFERROR(IF(O73=\"H\",1,_xlfn.XLOOKUP(L73,Daten!$C$127:$C$132,_xlfn.XLOOKUP(O73,Daten!$E$126:$U$126,Daten!$E$127:$U$132))),1)","v":{"v":1,"d":"1.00"}},{"$f":"IFERROR(IF(O73=\"H\",1,_xlfn.XLOOKUP(M73,Daten!$C$143:$C$148,_xlfn.XLOOKUP(O73,Daten!$E$142:$U$142,Daten!$E$143:$U$148))),1)","v":{"v":1,"d":"1.00"}},{"$f":"IFERROR(IF(O73=\"H\",1,_xlfn.XLOOKUP(N73,Daten!$C$143:$C$148,_xlfn.XLOOKUP(O73,Daten!$E$142:$U$142,Daten!$E$143:$U$148))),1)","v":{"v":1,"d":"1.00"}},{"v":1,"d":"1.00"}]
[{"$nulls":16},0,{"$f":"IF($D74=\"\",0,(_xlfn.XLOOKUP($D74,Daten!$A$152:$A$154,_xlfn.XLOOKUP(R$6,Daten!$B$151:$M$151,Daten!$B$152:$M$154))\n+IF($G74>_xlfn.XLOOKUP($D74,GI!$C$77:$G$77,GI!$C$80:$G$80),($G74-_xlfn.XLOOKUP($D74,GI!$C$77:$G$77,GI!$C$80:$G$80))/4,0))\n*_xlfn.XLOOKUP(R$6,Daten!$B$151:$M$151,Daten!$B$150:$M$150)*$Q74*24/1000)","v":0},{"$f":"IF($D74=\"\",0,(_xlfn.XLOOKUP($D74,Daten!$A$152:$A$154,_xlfn.XLOOKUP(S$6,Daten!$B$151:$M$151,Daten!$B$152:$M$154))\n+IF($G74>_xlfn.XLOOKUP($D74,GI!$C$77:$G$77,GI!$C$80:$G$80),($G74-_xlfn.XLOOKUP($D74,GI!$C$77:$G$77,GI!$C$80:$G$80))/4,0))\n*_xlfn.XLOOKUP(S$6,Daten!$B$151:$M$151,Daten!$B$150:$M$150)*$Q74*24/1000)","v":0},{"$f":"IF($D74=\"\",0,(_xlfn.XLOOKUP($D74,Daten!$A$152:$A$154,_xlfn.XLOOKUP(T$6,Daten!$B$151:$M$151,Daten!$B$152:$M$154))\n+IF($G74>_xlfn.XLOOKUP($D74,GI!$C$77:$G$77,GI!$C$80:$G$80),($G74-_xlfn.XLOOKUP($D74,GI!$C$77:$G$77,GI!$C$80:$G$80))/4,0))\n*_xlfn.XLOOKUP(T$6,Daten!$B$151:$M$151,Daten!$B$150:$M$150)*$Q74*24/1000)","v":0},{"$f":"IF($D74=\"\",0,(_xlfn.XLOOKUP($D74,Daten!$A$152:$A$154,_xlfn.XLOOKUP(U$6,Daten!$B$151:$M$151,Daten!$B$152:$M$154))\n+IF($G74>_xlfn.XLOOKUP($D74,GI!$C$77:$G$77,GI!$C$80:$G$80),($G74-_xlfn.XLOOKUP($D74,GI!$C$77:$G$77,GI!$C$80:$G$80))/4,0))\n*_xlfn.XLOOKUP(U$6,Daten!$B$151:$M$151,Daten!$B$150:$M$150)*$Q74*24/1000)","v":0},{"$f":"IF($D74=\"\",0,(_xlfn.XLOOKUP($D74,Daten!$A$152:$A$154,_xlfn.XLOOKUP(V$6,Daten!$B$151:$M$151,Daten!$B$152:$M$154))\n+IF($G74>_xlfn.XLOOKUP($D74,GI!$C$77:$G$77,GI!$C$80:$G$80),($G74-_xlfn.XLOOKUP($D74,GI!$C$77:$G$77,GI!$C$80:$G$80))/4,0))\n*_xlfn.XLOOKUP(V$6,Daten!$B$151:$M$151,Daten!$B$150:$M$150)*$Q74*24/1000)","v":0},{"$f":"IF($D74=\"\",0,(_xlfn.XLOOKUP($D74,Daten!$A$152:$A$154,_xlfn.XLOOKUP(W$6,Daten!$B$151:$M$151,Daten!$B$152:$M$154))\n+IF($G74>_xlfn.XLOOKUP($D74,GI!$C$77:$G$77,GI!$C$80:$G$80),($G74-_xlfn.XLOOKUP($D74,GI!$C$77:$G$77,GI!$C$80:$G$80))/4,0))\n*_xlfn.XLOOKUP(W$6,Daten!$B$151:$M$151,Daten!$B$150:$M$150)*$Q74*24/1000)","v":0},{"$f":"IF($D74=\"\",0,(_xlfn.XLOOKUP($D74,Daten!$A$152:$A$154,_xlfn.XLOOKUP(X$6,Daten!$B$151:$M$151,Daten!$B$152:$M$154))\n+IF($G74>_xlfn.XLOOKUP($D74,GI!$C$77:$G$77,GI!$C$80:$G$80),($G74-_xlfn.XLOOKUP($D74,GI!$C$77:$G$77,GI!$C$80:$G$80))/4,0))\n*_xlfn.XLOOKUP(X$6,Daten!$B$151:$M$151,Daten!$B$150:$M$150)*$Q74*24/1000)","v":0},{"$f":"IF($D74=\"\",0,(_xlfn.XLOOKUP($D74,Daten!$A$152:$A$154,_xlfn.XLOOKUP(Y$6,Daten!$B$151:$M$151,Daten!$B$152:$M$154))\n+IF($G74>_xlfn.XLOOKUP($D74,GI!$C$77:$G$77,GI!$C$80:$G$80),($G74-_xlfn.XLOOKUP($D74,GI!$C$77:$G$77,GI!$C$80:$G$80))/4,0))\n*_xlfn.XLOOKUP(Y$6,Daten!$B$151:$M$151,Daten!$B$150:$M$150)*$Q74*24/1000)","v":0},{"$f":"IF($D74=\"\",0,(_xlfn.XLOOKUP($D74,Daten!$A$152:$A$154,_xlfn.XLOOKUP(Z$6,Daten!$B$151:$M$151,Daten!$B$152:$M$154))\n+IF($G74>_xlfn.XLOOKUP($D74,GI!$C$77:$G$77,GI!$C$80:$G$80),($G74-_xlfn.XLOOKUP($D74,GI!$C$77:$G$77,GI!$C$80:$G$80))/4,0))\n*_xlfn.XLOOKUP(Z$6,Daten!$B$151:$M$151,Daten!$B$150:$M$150)*$Q74*24/1000)","v":0},{"$f":"IF($D74=\"\",0,(_xlfn.XLOOKUP($D74,Daten!$A$152:$A$154,_xlfn.XLOOKUP(AA$6,Daten!$B$151:$M$151,Daten!$B$152:$M$154))\n+IF($G74>_xlfn.XLOOKUP($D74,GI!$C$77:$G$77,GI!$C$80:$G$80),($G74-_xlfn.XLOOKUP($D74,GI!$C$77:$G$77,GI!$C$80:$G$80))/4,0))\n*_xlfn.XLOOKUP(AA$6,Daten!$B$151:$M$151,Daten!$B$150:$M$150)*$Q74*24/1000)","v":0},{"$f":"IF($D74=\"\",0,(_xlfn.XLOOKUP($D74,Daten!$A$152:$A$154,_xlfn.XLOOKUP(AB$6,Daten!$B$151:$M$151,Daten!$B$152:$M$154))\n+IF($G74>_xlfn.XLOOKUP($D74,GI!$C$77:$G$77,GI!$C$80:$G$80),($G74-_xlfn.XLOOKUP($D74,GI!$C$77:$G$77,GI!$C$80:$G$80))/4,0))\n*_xlfn.XLOOKUP(AB$6,Daten!$B$151:$M$151,Daten!$B$150:$M$150)*$Q74*24/1000)","v":0},{"$f":"IF($D74=\"\",0,(_xlfn.XLOOKUP($D74,Daten!$A$152:$A$154,_xlfn.XLOOKUP(AC$6,Daten!$B$151:$M$151,Daten!$B$152:$M$154))\n+IF($G74>_xlfn.XLOOKUP($D74,GI!$C$77:$G$77,GI!$C$80:$G$80),($G74-_xlfn.XLOOKUP($D74,GI!$C$77:$G$77,GI!$C$80:$G$80))/4,0))\n*_xlfn.XLOOKUP(AC$6,Daten!$B$151:$M$151,Daten!$B$150:$M$150)*$Q74*24/1000)","v":0},0,{"$f":"(IF($O74=\"\",0,_xlfn.XLOOKUP($O74,Daten!$A$79:$A$95,Daten!B$79:B$95))*$E74*0.9*$I74\n*IF(ISNUMBER($J74),$J74,0.75)\n*$AV74)","v":{"v":0,"d":"0.00"}},{"$f":"(IF($O74=\"\",0,_xlfn.XLOOKUP($O74,Daten!$A$79:$A$95,Daten!C$79:C$95))*$E74*0.9*$I74\n*IF(ISNUMBER($J74),$J74,0.75)\n*$AV74)","v":{"v":0,"d":"0.00"}},{"$f":"(IF($O74=\"\",0,_xlfn.XLOOKUP($O74,Daten!$A$79:$A$95,Daten!D$79:D$95))*$E74*0.9*$I74\n*IF(ISNUMBER($J74),$J74,0.75)\n*$AV74)","v":{"v":0,"d":"0.00"}},{"$f":"(IF($O74=\"\",0,_xlfn.XLOOKUP($O74,Daten!$A$79:$A$95,Daten!E$79:E$95))*$E74*0.9*$I74\n*IF(ISNUMBER($J74),$J74,0.75)\n*$AV74)","v":{"v":0,"d":"0.00"}},{"$f":"(IF($O74=\"\",0,_xlfn.XLOOKUP($O74,Daten!$A$79:$A$95,Daten!F$79:F$95))*$E74*0.9*$I74\n*IF(ISNUMBER($J74),$J74,0.75)\n*$AV74)","v":{"v":0,"d":"0.00"}},{"$f":"(IF($O74=\"\",0,_xlfn.XLOOKUP($O74,Daten!$A$79:$A$95,Daten!G$79:G$95))*$E74*0.9*$I74\n*IF(ISNUMBER($J74),$J74,0.75)\n*$AV74)","v":{"v":0,"d":"0.00"}},{"$f":"(IF($O74=\"\",0,_xlfn.XLOOKUP($O74,Daten!$A$79:$A$95,Daten!H$79:H$95))*$E74*0.9*$I74\n*IF(ISNUMBER($J74),$J74,0.75)\n*$AV74)","v":{"v":0,"d":"0.00"}},{"$f":"(IF($O74=\"\",0,_xlfn.XLOOKUP($O74,Daten!$A$79:$A$95,Daten!I$79:I$95))*$E74*0.9*$I74\n*IF(ISNUMBER($J74),$J74,0.75)\n*$AV74)","v":{"v":0,"d":"0.00"}},{"$f":"(IF($O74=\"\",0,_xlfn.XLOOKUP($O74,Daten!$A$79:$A$95,Daten!J$79:J$95))*$E74*0.9*$I74\n*IF(ISNUMBER($J74),$J74,0.75)\n*$AV74)","v":{"v":0,"d":"0.00"}},{"$f":"(IF($O74=\"\",0,_xlfn.XLOOKUP($O74,Daten!$A$79:$A$95,Daten!K$79:K$95))*$E74*0.9*$I74\n*IF(ISNUMBER($J74),$J74,0.75)\n*$AV74)","v":{"v":0,"d":"0.00"}},{"$f":"(IF($O74=\"\",0,_xlfn.XLOOKUP($O74,Daten!$A$79:$A$95,Daten!L$79:L$95))*$E74*0.9*$I74\n*IF(ISNUMBER($J74),$J74,0.75)\n*$AV74)","v":{"v":0,"d":"0.00"}},{"$f":"(IF($O74=\"\",0,_xlfn.XLOOKUP($O74,Daten!$A$79:$A$95,Daten!M$79:M$95))*$E74*0.9*$I74\n*IF(ISNUMBER($J74),$J74,0.75)\n*$AV74)","v":{"v":0,"d":"0.00"}},{"v":0,"d":"0.00"},{"$f":"IFERROR(_xlfn.XLOOKUP(K74,Daten!$C$109:$C$116,_xlfn.XLOOKUP(O74,Daten!$E$108:$U$108,Daten!$E$109:$U$116)),1)","v":{"v":1,"d":"1.00"}},{"$f":"IFERROR(IF(O74=\"H\",1,_xlfn.XLOOKUP(L74,Daten!$C$127:$C$132,_xlfn.XLOOKUP(O74,Daten!$E$126:$U$126,Daten!$E$127:$U$132))),1)","v":{"v":1,"d":"1.00"}},{"$f":"IFERROR(IF(O74=\"H\",1,_xlfn.XLOOKUP(M74,Daten!$C$143:$C$148,_xlfn.XLOOKUP(O74,Daten!$E$142:$U$142,Daten!$E$143:$U$148))),1)","v":{"v":1,"d":"1.00"}},{"$f":"IFERROR(IF(O74=\"H\",1,_xlfn.XLOOKUP(N74,Daten!$C$143:$C$148,_xlfn.XLOOKUP(O74,Daten!$E$142:$U$142,Daten!$E$143:$U$148))),1)","v":{"v":1,"d":"1.00"}},{"v":1,"d":"1.00"}]
[{"$nulls":16},0,{"$f":"IF($D75=\"\",0,(_xlfn.XLOOKUP($D75,Daten!$A$152:$A$154,_xlfn.XLOOKUP(R$6,Daten!$B$151:$M$151,Daten!$B$152:$M$154))\n+IF($G75>_xlfn.XLOOKUP($D75,GI!$C$77:$G$77,GI!$C$80:$G$80),($G75-_xlfn.XLOOKUP($D75,GI!$C$77:$G$77,GI!$C$80:$G$80))/4,0))\n*_xlfn.XLOOKUP(R$6,Daten!$B$151:$M$151,Daten!$B$150:$M$150)*$Q75*24/1000)","v":0},{"$f":"IF($D75=\"\",0,(_xlfn.XLOOKUP($D75,Daten!$A$152:$A$154,_xlfn.XLOOKUP(S$6,Daten!$B$151:$M$151,Daten!$B$152:$M$154))\n+IF($G75>_xlfn.XLOOKUP($D75,GI!$C$77:$G$77,GI!$C$80:$G$80),($G75-_xlfn.XLOOKUP($D75,GI!$C$77:$G$77,GI!$C$80:$G$80))/4,0))\n*_xlfn.XLOOKUP(S$6,Daten!$B$151:$M$151,Daten!$B$150:$M$150)*$Q75*24/1000)","v":0},{"$f":"IF($D75=\"\",0,(_xlfn.XLOOKUP($D75,Daten!$A$152:$A$154,_xlfn.XLOOKUP(T$6,Daten!$B$151:$M$151,Daten!$B$152:$M$154))\n+IF($G75>_xlfn.XLOOKUP($D75,GI!$C$77:$G$77,GI!$C$80:$G$80),($G75-_xlfn.XLOOKUP($D75,GI!$C$77:$G$77,GI!$C$80:$G$80))/4,0))\n*_xlfn.XLOOKUP(T$6,Daten!$B$151:$M$151,Daten!$B$150:$M$150)*$Q75*24/1000)","v":0},{"$f":"IF($D75=\"\",0,(_xlfn.XLOOKUP($D75,Daten!$A$152:$A$154,_xlfn.XLOOKUP(U$6,Daten!$B$151:$M$151,Daten!$B$152:$M$154))\n+IF($G75>_xlfn.XLOOKUP($D75,GI!$C$77:$G$77,GI!$C$80:$G$80),($G75-_xlfn.XLOOKUP($D75,GI!$C$77:$G$77,GI!$C$80:$G$80))/4,0))\n*_xlfn.XLOOKUP(U$6,Daten!$B$151:$M$151,Daten!$B$150:$M$150)*$Q75*24/1000)","v":0},{"$f":"IF($D75=\"\",0,(_xlfn.XLOOKUP($D75,Daten!$A$152:$A$154,_xlfn.XLOOKUP(V$6,Daten!$B$151:$M$151,Daten!$B$152:$M$154))\n+IF($G75>_xlfn.XLOOKUP($D75,GI!$C$77:$G$77,GI!$C$80:$G$80),($G75-_xlfn.XLOOKUP($D75,GI!$C$77:$G$77,GI!$C$80:$G$80))/4,0))\n*_xlfn.XLOOKUP(V$6,Daten!$B$151:$M$151,Daten!$B$150:$M$150)*$Q75*24/1000)","v":0},{"$f":"IF($D75=\"\",0,(_xlfn.XLOOKUP($D75,Daten!$A$152:$A$154,_xlfn.XLOOKUP(W$6,Daten!$B$151:$M$151,Daten!$B$152:$M$154))\n+IF($G75>_xlfn.XLOOKUP($D75,GI!$C$77:$G$77,GI!$C$80:$G$80),($G75-_xlfn.XLOOKUP($D75,GI!$C$77:$G$77,GI!$C$80:$G$80))/4,0))\n*_xlfn.XLOOKUP(W$6,Daten!$B$151:$M$151,Daten!$B$150:$M$150)*$Q75*24/1000)","v":0},{"$f":"IF($D75=\"\",0,(_xlfn.XLOOKUP($D75,Daten!$A$152:$A$154,_xlfn.XLOOKUP(X$6,Daten!$B$151:$M$151,Daten!$B$152:$M$154))\n+IF($G75>_xlfn.XLOOKUP($D75,GI!$C$77:$G$77,GI!$C$80:$G$80),($G75-_xlfn.XLOOKUP($D75,GI!$C$77:$G$77,GI!$C$80:$G$80))/4,0))\n*_xlfn.XLOOKUP(X$6,Daten!$B$151:$M$151,Daten!$B$150:$M$150)*$Q75*24/1000)","v":0},{"$f":"IF($D75=\"\",0,(_xlfn.XLOOKUP($D75,Daten!$A$152:$A$154,_xlfn.XLOOKUP(Y$6,Daten!$B$151:$M$151,Daten!$B$152:$M$154))\n+IF($G75>_xlfn.XLOOKUP($D75,GI!$C$77:$G$77,GI!$C$80:$G$80),($G75-_xlfn.XLOOKUP($D75,GI!$C$77:$G$77,GI!$C$80:$G$80))/4,0))\n*_xlfn.XLOOKUP(Y$6,Daten!$B$151:$M$151,Daten!$B$150:$M$150)*$Q75*24/1000)","v":0},{"$f":"IF($D75=\"\",0,(_xlfn.XLOOKUP($D75,Daten!$A$152:$A$154,_xlfn.XLOOKUP(Z$6,Daten!$B$151:$M$151,Daten!$B$152:$M$154))\n+IF($G75>_xlfn.XLOOKUP($D75,GI!$C$77:$G$77,GI!$C$80:$G$80),($G75-_xlfn.XLOOKUP($D75,GI!$C$77:$G$77,GI!$C$80:$G$80))/4,0))\n*_xlfn.XLOOKUP(Z$6,Daten!$B$151:$M$151,Daten!$B$150:$M$150)*$Q75*24/1000)","v":0},{"$f":"IF($D75=\"\",0,(_xlfn.XLOOKUP($D75,Daten!$A$152:$A$154,_xlfn.XLOOKUP(AA$6,Daten!$B$151:$M$151,Daten!$B$152:$M$154))\n+IF($G75>_xlfn.XLOOKUP($D75,GI!$C$77:$G$77,GI!$C$80:$G$80),($G75-_xlfn.XLOOKUP($D75,GI!$C$77:$G$77,GI!$C$80:$G$80))/4,0))\n*_xlfn.XLOOKUP(AA$6,Daten!$B$151:$M$151,Daten!$B$150:$M$150)*$Q75*24/1000)","v":0},{"$f":"IF($D75=\"\",0,(_xlfn.XLOOKUP($D75,Daten!$A$152:$A$154,_xlfn.XLOOKUP(AB$6,Daten!$B$151:$M$151,Daten!$B$152:$M$154))\n+IF($G75>_xlfn.XLOOKUP($D75,GI!$C$77:$G$77,GI!$C$80:$G$80),($G75-_xlfn.XLOOKUP($D75,GI!$C$77:$G$77,GI!$C$80:$G$80))/4,0))\n*_xlfn.XLOOKUP(AB$6,Daten!$B$151:$M$151,Daten!$B$150:$M$150)*$Q75*24/1000)","v":0},{"$f":"IF($D75=\"\",0,(_xlfn.XLOOKUP($D75,Daten!$A$152:$A$154,_xlfn.XLOOKUP(AC$6,Daten!$B$151:$M$151,Daten!$B$152:$M$154))\n+IF($G75>_xlfn.XLOOKUP($D75,GI!$C$77:$G$77,GI!$C$80:$G$80),($G75-_xlfn.XLOOKUP($D75,GI!$C$77:$G$77,GI!$C$80:$G$80))/4,0))\n*_xlfn.XLOOKUP(AC$6,Daten!$B$151:$M$151,Daten!$B$150:$M$150)*$Q75*24/1000)","v":0},0,{"$f":"(IF($O75=\"\",0,_xlfn.XLOOKUP($O75,Daten!$A$79:$A$95,Daten!B$79:B$95))*$E75*0.9*$I75\n*IF(ISNUMBER($J75),$J75,0.75)\n*$AV75)","v":{"v":0,"d":"0.00"}},{"$f":"(IF($O75=\"\",0,_xlfn.XLOOKUP($O75,Daten!$A$79:$A$95,Daten!C$79:C$95))*$E75*0.9*$I75\n*IF(ISNUMBER($J75),$J75,0.75)\n*$AV75)","v":{"v":0,"d":"0.00"}},{"$f":"(IF($O75=\"\",0,_xlfn.XLOOKUP($O75,Daten!$A$79:$A$95,Daten!D$79:D$95))*$E75*0.9*$I75\n*IF(ISNUMBER($J75),$J75,0.75)\n*$AV75)","v":{"v":0,"d":"0.00"}},{"$f":"(IF($O75=\"\",0,_xlfn.XLOOKUP($O75,Daten!$A$79:$A$95,Daten!E$79:E$95))*$E75*0.9*$I75\n*IF(ISNUMBER($J75),$J75,0.75)\n*$AV75)","v":{"v":0,"d":"0.00"}},{"$f":"(IF($O75=\"\",0,_xlfn.XLOOKUP($O75,Daten!$A$79:$A$95,Daten!F$79:F$95))*$E75*0.9*$I75\n*IF(ISNUMBER($J75),$J75,0.75)\n*$AV75)","v":{"v":0,"d":"0.00"}},{"$f":"(IF($O75=\"\",0,_xlfn.XLOOKUP($O75,Daten!$A$79:$A$95,Daten!G$79:G$95))*$E75*0.9*$I75\n*IF(ISNUMBER($J75),$J75,0.75)\n*$AV75)","v":{"v":0,"d":"0.00"}},{"$f":"(IF($O75=\"\",0,_xlfn.XLOOKUP($O75,Daten!$A$79:$A$95,Daten!H$79:H$95))*$E75*0.9*$I75\n*IF(ISNUMBER($J75),$J75,0.75)\n*$AV75)","v":{"v":0,"d":"0.00"}},{"$f":"(IF($O75=\"\",0,_xlfn.XLOOKUP($O75,Daten!$A$79:$A$95,Daten!I$79:I$95))*$E75*0.9*$I75\n*IF(ISNUMBER($J75),$J75,0.75)\n*$AV75)","v":{"v":0,"d":"0.00"}},{"$f":"(IF($O75=\"\",0,_xlfn.XLOOKUP($O75,Daten!$A$79:$A$95,Daten!J$79:J$95))*$E75*0.9*$I75\n*IF(ISNUMBER($J75),$J75,0.75)\n*$AV75)","v":{"v":0,"d":"0.00"}},{"$f":"(IF($O75=\"\",0,_xlfn.XLOOKUP($O75,Daten!$A$79:$A$95,Daten!K$79:K$95))*$E75*0.9*$I75\n*IF(ISNUMBER($J75),$J75,0.75)\n*$AV75)","v":{"v":0,"d":"0.00"}},{"$f":"(IF($O75=\"\",0,_xlfn.XLOOKUP($O75,Daten!$A$79:$A$95,Daten!L$79:L$95))*$E75*0.9*$I75\n*IF(ISNUMBER($J75),$J75,0.75)\n*$AV75)","v":{"v":0,"d":"0.00"}},{"$f":"(IF($O75=\"\",0,_xlfn.XLOOKUP($O75,Daten!$A$79:$A$95,Daten!M$79:M$95))*$E75*0.9*$I75\n*IF(ISNUMBER($J75),$J75,0.75)\n*$AV75)","v":{"v":0,"d":"0.00"}},{"v":0,"d":"0.00"},{"$f":"IFERROR(_xlfn.XLOOKUP(K75,Daten!$C$109:$C$116,_xlfn.XLOOKUP(O75,Daten!$E$108:$U$108,Daten!$E$109:$U$116)),1)","v":{"v":1,"d":"1.00"}},{"$f":"IFERROR(IF(O75=\"H\",1,_xlfn.XLOOKUP(L75,Daten!$C$127:$C$132,_xlfn.XLOOKUP(O75,Daten!$E$126:$U$126,Daten!$E$127:$U$132))),1)","v":{"v":1,"d":"1.00"}},{"$f":"IFERROR(IF(O75=\"H\",1,_xlfn.XLOOKUP(M75,Daten!$C$143:$C$148,_xlfn.XLOOKUP(O75,Daten!$E$142:$U$142,Daten!$E$143:$U$148))),1)","v":{"v":1,"d":"1.00"}},{"$f":"IFERROR(IF(O75=\"H\",1,_xlfn.XLOOKUP(N75,Daten!$C$143:$C$148,_xlfn.XLOOKUP(O75,Daten!$E$142:$U$142,Daten!$E$143:$U$148))),1)","v":{"v":1,"d":"1.00"}},{"v":1,"d":"1.00"}]
[{"$nulls":16},0,{"$f":"IF($D76=\"\",0,(_xlfn.XLOOKUP($D76,Daten!$A$152:$A$154,_xlfn.XLOOKUP(R$6,Daten!$B$151:$M$151,Daten!$B$152:$M$154))\n+IF($G76>_xlfn.XLOOKUP($D76,GI!$C$77:$G$77,GI!$C$80:$G$80),($G76-_xlfn.XLOOKUP($D76,GI!$C$77:$G$77,GI!$C$80:$G$80))/4,0))\n*_xlfn.XLOOKUP(R$6,Daten!$B$151:$M$151,Daten!$B$150:$M$150)*$Q76*24/1000)","v":0},{"$f":"IF($D76=\"\",0,(_xlfn.XLOOKUP($D76,Daten!$A$152:$A$154,_xlfn.XLOOKUP(S$6,Daten!$B$151:$M$151,Daten!$B$152:$M$154))\n+IF($G76>_xlfn.XLOOKUP($D76,GI!$C$77:$G$77,GI!$C$80:$G$80),($G76-_xlfn.XLOOKUP($D76,GI!$C$77:$G$77,GI!$C$80:$G$80))/4,0))\n*_xlfn.XLOOKUP(S$6,Daten!$B$151:$M$151,Daten!$B$150:$M$150)*$Q76*24/1000)","v":0},{"$f":"IF($D76=\"\",0,(_xlfn.XLOOKUP($D76,Daten!$A$152:$A$154,_xlfn.XLOOKUP(T$6,Daten!$B$151:$M$151,Daten!$B$152:$M$154))\n+IF($G76>_xlfn.XLOOKUP($D76,GI!$C$77:$G$77,GI!$C$80:$G$80),($G76-_xlfn.XLOOKUP($D76,GI!$C$77:$G$77,GI!$C$80:$G$80))/4,0))\n*_xlfn.XLOOKUP(T$6,Daten!$B$151:$M$151,Daten!$B$150:$M$150)*$Q76*24/1000)","v":0},{"$f":"IF($D76=\"\",0,(_xlfn.XLOOKUP($D76,Daten!$A$152:$A$154,_xlfn.XLOOKUP(U$6,Daten!$B$151:$M$151,Daten!$B$152:$M$154))\n+IF($G76>_xlfn.XLOOKUP($D76,GI!$C$77:$G$77,GI!$C$80:$G$80),($G76-_xlfn.XLOOKUP($D76,GI!$C$77:$G$77,GI!$C$80:$G$80))/4,0))\n*_xlfn.XLOOKUP(U$6,Daten!$B$151:$M$151,Daten!$B$150:$M$150)*$Q76*24/1000)","v":0},{"$f":"IF($D76=\"\",0,(_xlfn.XLOOKUP($D76,Daten!$A$152:$A$154,_xlfn.XLOOKUP(V$6,Daten!$B$151:$M$151,Daten!$B$152:$M$154))\n+IF($G76>_xlfn.XLOOKUP($D76,GI!$C$77:$G$77,GI!$C$80:$G$80),($G76-_xlfn.XLOOKUP($D76,GI!$C$77:$G$77,GI!$C$80:$G$80))/4,0))\n*_xlfn.XLOOKUP(V$6,Daten!$B$151:$M$151,Daten!$B$150:$M$150)*$Q76*24/1000)","v":0},{"$f":"IF($D76=\"\",0,(_xlfn.XLOOKUP($D76,Daten!$A$152:$A$154,_xlfn.XLOOKUP(W$6,Daten!$B$151:$M$151,Daten!$B$152:$M$154))\n+IF($G76>_xlfn.XLOOKUP($D76,GI!$C$77:$G$77,GI!$C$80:$G$80),($G76-_xlfn.XLOOKUP($D76,GI!$C$77:$G$77,GI!$C$80:$G$80))/4,0))\n*_xlfn.XLOOKUP(W$6,Daten!$B$151:$M$151,Daten!$B$150:$M$150)*$Q76*24/1000)","v":0},{"$f":"IF($D76=\"\",0,(_xlfn.XLOOKUP($D76,Daten!$A$152:$A$154,_xlfn.XLOOKUP(X$6,Daten!$B$151:$M$151,Daten!$B$152:$M$154))\n+IF($G76>_xlfn.XLOOKUP($D76,GI!$C$77:$G$77,GI!$C$80:$G$80),($G76-_xlfn.XLOOKUP($D76,GI!$C$77:$G$77,GI!$C$80:$G$80))/4,0))\n*_xlfn.XLOOKUP(X$6,Daten!$B$151:$M$151,Daten!$B$150:$M$150)*$Q76*24/1000)","v":0},{"$f":"IF($D76=\"\",0,(_xlfn.XLOOKUP($D76,Daten!$A$152:$A$154,_xlfn.XLOOKUP(Y$6,Daten!$B$151:$M$151,Daten!$B$152:$M$154))\n+IF($G76>_xlfn.XLOOKUP($D76,GI!$C$77:$G$77,GI!$C$80:$G$80),($G76-_xlfn.XLOOKUP($D76,GI!$C$77:$G$77,GI!$C$80:$G$80))/4,0))\n*_xlfn.XLOOKUP(Y$6,Daten!$B$151:$M$151,Daten!$B$150:$M$150)*$Q76*24/1000)","v":0},{"$f":"IF($D76=\"\",0,(_xlfn.XLOOKUP($D76,Daten!$A$152:$A$154,_xlfn.XLOOKUP(Z$6,Daten!$B$151:$M$151,Daten!$B$152:$M$154))\n+IF($G76>_xlfn.XLOOKUP($D76,GI!$C$77:$G$77,GI!$C$80:$G$80),($G76-_xlfn.XLOOKUP($D76,GI!$C$77:$G$77,GI!$C$80:$G$80))/4,0))\n*_xlfn.XLOOKUP(Z$6,Daten!$B$151:$M$151,Daten!$B$150:$M$150)*$Q76*24/1000)","v":0},{"$f":"IF($D76=\"\",0,(_xlfn.XLOOKUP($D76,Daten!$A$152:$A$154,_xlfn.XLOOKUP(AA$6,Daten!$B$151:$M$151,Daten!$B$152:$M$154))\n+IF($G76>_xlfn.XLOOKUP($D76,GI!$C$77:$G$77,GI!$C$80:$G$80),($G76-_xlfn.XLOOKUP($D76,GI!$C$77:$G$77,GI!$C$80:$G$80))/4,0))\n*_xlfn.XLOOKUP(AA$6,Daten!$B$151:$M$151,Daten!$B$150:$M$150)*$Q76*24/1000)","v":0},{"$f":"IF($D76=\"\",0,(_xlfn.XLOOKUP($D76,Daten!$A$152:$A$154,_xlfn.XLOOKUP(AB$6,Daten!$B$151:$M$151,Daten!$B$152:$M$154))\n+IF($G76>_xlfn.XLOOKUP($D76,GI!$C$77:$G$77,GI!$C$80:$G$80),($G76-_xlfn.XLOOKUP($D76,GI!$C$77:$G$77,GI!$C$80:$G$80))/4,0))\n*_xlfn.XLOOKUP(AB$6,Daten!$B$151:$M$151,Daten!$B$150:$M$150)*$Q76*24/1000)","v":0},{"$f":"IF($D76=\"\",0,(_xlfn.XLOOKUP($D76,Daten!$A$152:$A$154,_xlfn.XLOOKUP(AC$6,Daten!$B$151:$M$151,Daten!$B$152:$M$154))\n+IF($G76>_xlfn.XLOOKUP($D76,GI!$C$77:$G$77,GI!$C$80:$G$80),($G76-_xlfn.XLOOKUP($D76,GI!$C$77:$G$77,GI!$C$80:$G$80))/4,0))\n*_xlfn.XLOOKUP(AC$6,Daten!$B$151:$M$151,Daten!$B$150:$M$150)*$Q76*24/1000)","v":0},0,{"$f":"(IF($O76=\"\",0,_xlfn.XLOOKUP($O76,Daten!$A$79:$A$95,Daten!B$79:B$95))*$E76*0.9*$I76\n*IF(ISNUMBER($J76),$J76,0.75)\n*$AV76)","v":{"v":0,"d":"0.00"}},{"$f":"(IF($O76=\"\",0,_xlfn.XLOOKUP($O76,Daten!$A$79:$A$95,Daten!C$79:C$95))*$E76*0.9*$I76\n*IF(ISNUMBER($J76),$J76,0.75)\n*$AV76)","v":{"v":0,"d":"0.00"}},{"$f":"(IF($O76=\"\",0,_xlfn.XLOOKUP($O76,Daten!$A$79:$A$95,Daten!D$79:D$95))*$E76*0.9*$I76\n*IF(ISNUMBER($J76),$J76,0.75)\n*$AV76)","v":{"v":0,"d":"0.00"}},{"$f":"(IF($O76=\"\",0,_xlfn.XLOOKUP($O76,Daten!$A$79:$A$95,Daten!E$79:E$95))*$E76*0.9*$I76\n*IF(ISNUMBER($J76),$J76,0.75)\n*$AV76)","v":{"v":0,"d":"0.00"}},{"$f":"(IF($O76=\"\",0,_xlfn.XLOOKUP($O76,Daten!$A$79:$A$95,Daten!F$79:F$95))*$E76*0.9*$I76\n*IF(ISNUMBER($J76),$J76,0.75)\n*$AV76)","v":{"v":0,"d":"0.00"}},{"$f":"(IF($O76=\"\",0,_xlfn.XLOOKUP($O76,Daten!$A$79:$A$95,Daten!G$79:G$95))*$E76*0.9*$I76\n*IF(ISNUMBER($J76),$J76,0.75)\n*$AV76)","v":{"v":0,"d":"0.00"}},{"$f":"(IF($O76=\"\",0,_xlfn.XLOOKUP($O76,Daten!$A$79:$A$95,Daten!H$79:H$95))*$E76*0.9*$I76\n*IF(ISNUMBER($J76),$J76,0.75)\n*$AV76)","v":{"v":0,"d":"0.00"}},{"$f":"(IF($O76=\"\",0,_xlfn.XLOOKUP($O76,Daten!$A$79:$A$95,Daten!I$79:I$95))*$E76*0.9*$I76\n*IF(ISNUMBER($J76),$J76,0.75)\n*$AV76)","v":{"v":0,"d":"0.00"}},{"$f":"(IF($O76=\"\",0,_xlfn.XLOOKUP($O76,Daten!$A$79:$A$95,Daten!J$79:J$95))*$E76*0.9*$I76\n*IF(ISNUMBER($J76),$J76,0.75)\n*$AV76)","v":{"v":0,"d":"0.00"}},{"$f":"(IF($O76=\"\",0,_xlfn.XLOOKUP($O76,Daten!$A$79:$A$95,Daten!K$79:K$95))*$E76*0.9*$I76\n*IF(ISNUMBER($J76),$J76,0.75)\n*$AV76)","v":{"v":0,"d":"0.00"}},{"$f":"(IF($O76=\"\",0,_xlfn.XLOOKUP($O76,Daten!$A$79:$A$95,Daten!L$79:L$95))*$E76*0.9*$I76\n*IF(ISNUMBER($J76),$J76,0.75)\n*$AV76)","v":{"v":0,"d":"0.00"}},{"$f":"(IF($O76=\"\",0,_xlfn.XLOOKUP($O76,Daten!$A$79:$A$95,Daten!M$79:M$95))*$E76*0.9*$I76\n*IF(ISNUMBER($J76),$J76,0.75)\n*$AV76)","v":{"v":0,"d":"0.00"}},{"v":0,"d":"0.00"},{"$f":"IFERROR(_xlfn.XLOOKUP(K76,Daten!$C$109:$C$116,_xlfn.XLOOKUP(O76,Daten!$E$108:$U$108,Daten!$E$109:$U$116)),1)","v":{"v":1,"d":"1.00"}},{"$f":"IFERROR(IF(O76=\"H\",1,_xlfn.XLOOKUP(L76,Daten!$C$127:$C$132,_xlfn.XLOOKUP(O76,Daten!$E$126:$U$126,Daten!$E$127:$U$132))),1)","v":{"v":1,"d":"1.00"}},{"$f":"IFERROR(IF(O76=\"H\",1,_xlfn.XLOOKUP(M76,Daten!$C$143:$C$148,_xlfn.XLOOKUP(O76,Daten!$E$142:$U$142,Daten!$E$143:$U$148))),1)","v":{"v":1,"d":"1.00"}},{"$f":"IFERROR(IF(O76=\"H\",1,_xlfn.XLOOKUP(N76,Daten!$C$143:$C$148,_xlfn.XLOOKUP(O76,Daten!$E$142:$U$142,Daten!$E$143:$U$148))),1)","v":{"v":1,"d":"1.00"}},{"v":1,"d":"1.00"}]
[{"$nulls":16},0,{"$f":"IF($D77=\"\",0,(_xlfn.XLOOKUP($D77,Daten!$A$152:$A$154,_xlfn.XLOOKUP(R$6,Daten!$B$151:$M$151,Daten!$B$152:$M$154))\n+IF($G77>_xlfn.XLOOKUP($D77,GI!$C$77:$G$77,GI!$C$80:$G$80),($G77-_xlfn.XLOOKUP($D77,GI!$C$77:$G$77,GI!$C$80:$G$80))/4,0))\n*_xlfn.XLOOKUP(R$6,Daten!$B$151:$M$151,Daten!$B$150:$M$150)*$Q77*24/1000)","v":0},{"$f":"IF($D77=\"\",0,(_xlfn.XLOOKUP($D77,Daten!$A$152:$A$154,_xlfn.XLOOKUP(S$6,Daten!$B$151:$M$151,Daten!$B$152:$M$154))\n+IF($G77>_xlfn.XLOOKUP($D77,GI!$C$77:$G$77,GI!$C$80:$G$80),($G77-_xlfn.XLOOKUP($D77,GI!$C$77:$G$77,GI!$C$80:$G$80))/4,0))\n*_xlfn.XLOOKUP(S$6,Daten!$B$151:$M$151,Daten!$B$150:$M$150)*$Q77*24/1000)","v":0},{"$f":"IF($D77=\"\",0,(_xlfn.XLOOKUP($D77,Daten!$A$152:$A$154,_xlfn.XLOOKUP(T$6,Daten!$B$151:$M$151,Daten!$B$152:$M$154))\n+IF($G77>_xlfn.XLOOKUP($D77,GI!$C$77:$G$77,GI!$C$80:$G$80),($G77-_xlfn.XLOOKUP($D77,GI!$C$77:$G$77,GI!$C$80:$G$80))/4,0))\n*_xlfn.XLOOKUP(T$6,Daten!$B$151:$M$151,Daten!$B$150:$M$150)*$Q77*24/1000)","v":0},{"$f":"IF($D77=\"\",0,(_xlfn.XLOOKUP($D77,Daten!$A$152:$A$154,_xlfn.XLOOKUP(U$6,Daten!$B$151:$M$151,Daten!$B$152:$M$154))\n+IF($G77>_xlfn.XLOOKUP($D77,GI!$C$77:$G$77,GI!$C$80:$G$80),($G77-_xlfn.XLOOKUP($D77,GI!$C$77:$G$77,GI!$C$80:$G$80))/4,0))\n*_xlfn.XLOOKUP(U$6,Daten!$B$151:$M$151,Daten!$B$150:$M$150)*$Q77*24/1000)","v":0},{"$f":"IF($D77=\"\",0,(_xlfn.XLOOKUP($D77,Daten!$A$152:$A$154,_xlfn.XLOOKUP(V$6,Daten!$B$151:$M$151,Daten!$B$152:$M$154))\n+IF($G77>_xlfn.XLOOKUP($D77,GI!$C$77:$G$77,GI!$C$80:$G$80),($G77-_xlfn.XLOOKUP($D77,GI!$C$77:$G$77,GI!$C$80:$G$80))/4,0))\n*_xlfn.XLOOKUP(V$6,Daten!$B$151:$M$151,Daten!$B$150:$M$150)*$Q77*24/1000)","v":0},{"$f":"IF($D77=\"\",0,(_xlfn.XLOOKUP($D77,Daten!$A$152:$A$154,_xlfn.XLOOKUP(W$6,Daten!$B$151:$M$151,Daten!$B$152:$M$154))\n+IF($G77>_xlfn.XLOOKUP($D77,GI!$C$77:$G$77,GI!$C$80:$G$80),($G77-_xlfn.XLOOKUP($D77,GI!$C$77:$G$77,GI!$C$80:$G$80))/4,0))\n*_xlfn.XLOOKUP(W$6,Daten!$B$151:$M$151,Daten!$B$150:$M$150)*$Q77*24/1000)","v":0},{"$f":"IF($D77=\"\",0,(_xlfn.XLOOKUP($D77,Daten!$A$152:$A$154,_xlfn.XLOOKUP(X$6,Daten!$B$151:$M$151,Daten!$B$152:$M$154))\n+IF($G77>_xlfn.XLOOKUP($D77,GI!$C$77:$G$77,GI!$C$80:$G$80),($G77-_xlfn.XLOOKUP($D77,GI!$C$77:$G$77,GI!$C$80:$G$80))/4,0))\n*_xlfn.XLOOKUP(X$6,Daten!$B$151:$M$151,Daten!$B$150:$M$150)*$Q77*24/1000)","v":0},{"$f":"IF($D77=\"\",0,(_xlfn.XLOOKUP($D77,Daten!$A$152:$A$154,_xlfn.XLOOKUP(Y$6,Daten!$B$151:$M$151,Daten!$B$152:$M$154))\n+IF($G77>_xlfn.XLOOKUP($D77,GI!$C$77:$G$77,GI!$C$80:$G$80),($G77-_xlfn.XLOOKUP($D77,GI!$C$77:$G$77,GI!$C$80:$G$80))/4,0))\n*_xlfn.XLOOKUP(Y$6,Daten!$B$151:$M$151,Daten!$B$150:$M$150)*$Q77*24/1000)","v":0},{"$f":"IF($D77=\"\",0,(_xlfn.XLOOKUP($D77,Daten!$A$152:$A$154,_xlfn.XLOOKUP(Z$6,Daten!$B$151:$M$151,Daten!$B$152:$M$154))\n+IF($G77>_xlfn.XLOOKUP($D77,GI!$C$77:$G$77,GI!$C$80:$G$80),($G77-_xlfn.XLOOKUP($D77,GI!$C$77:$G$77,GI!$C$80:$G$80))/4,0))\n*_xlfn.XLOOKUP(Z$6,Daten!$B$151:$M$151,Daten!$B$150:$M$150)*$Q77*24/1000)","v":0},{"$f":"IF($D77=\"\",0,(_xlfn.XLOOKUP($D77,Daten!$A$152:$A$154,_xlfn.XLOOKUP(AA$6,Daten!$B$151:$M$151,Daten!$B$152:$M$154))\n+IF($G77>_xlfn.XLOOKUP($D77,GI!$C$77:$G$77,GI!$C$80:$G$80),($G77-_xlfn.XLOOKUP($D77,GI!$C$77:$G$77,GI!$C$80:$G$80))/4,0))\n*_xlfn.XLOOKUP(AA$6,Daten!$B$151:$M$151,Daten!$B$150:$M$150)*$Q77*24/1000)","v":0},{"$f":"IF($D77=\"\",0,(_xlfn.XLOOKUP($D77,Daten!$A$152:$A$154,_xlfn.XLOOKUP(AB$6,Daten!$B$151:$M$151,Daten!$B$152:$M$154))\n+IF($G77>_xlfn.XLOOKUP($D77,GI!$C$77:$G$77,GI!$C$80:$G$80),($G77-_xlfn.XLOOKUP($D77,GI!$C$77:$G$77,GI!$C$80:$G$80))/4,0))\n*_xlfn.XLOOKUP(AB$6,Daten!$B$151:$M$151,Daten!$B$150:$M$150)*$Q77*24/1000)","v":0},{"$f":"IF($D77=\"\",0,(_xlfn.XLOOKUP($D77,Daten!$A$152:$A$154,_xlfn.XLOOKUP(AC$6,Daten!$B$151:$M$151,Daten!$B$152:$M$154))\n+IF($G77>_xlfn.XLOOKUP($D77,GI!$C$77:$G$77,GI!$C$80:$G$80),($G77-_xlfn.XLOOKUP($D77,GI!$C$77:$G$77,GI!$C$80:$G$80))/4,0))\n*_xlfn.XLOOKUP(AC$6,Daten!$B$151:$M$151,Daten!$B$150:$M$150)*$Q77*24/1000)","v":0},0,{"$f":"(IF($O77=\"\",0,_xlfn.XLOOKUP($O77,Daten!$A$79:$A$95,Daten!B$79:B$95))*$E77*0.9*$I77\n*IF(ISNUMBER($J77),$J77,0.75)\n*$AV77)","v":{"v":0,"d":"0.00"}},{"$f":"(IF($O77=\"\",0,_xlfn.XLOOKUP($O77,Daten!$A$79:$A$95,Daten!C$79:C$95))*$E77*0.9*$I77\n*IF(ISNUMBER($J77),$J77,0.75)\n*$AV77)","v":{"v":0,"d":"0.00"}},{"$f":"(IF($O77=\"\",0,_xlfn.XLOOKUP($O77,Daten!$A$79:$A$95,Daten!D$79:D$95))*$E77*0.9*$I77\n*IF(ISNUMBER($J77),$J77,0.75)\n*$AV77)","v":{"v":0,"d":"0.00"}},{"$f":"(IF($O77=\"\",0,_xlfn.XLOOKUP($O77,Daten!$A$79:$A$95,Daten!E$79:E$95))*$E77*0.9*$I77\n*IF(ISNUMBER($J77),$J77,0.75)\n*$AV77)","v":{"v":0,"d":"0.00"}},{"$f":"(IF($O77=\"\",0,_xlfn.XLOOKUP($O77,Daten!$A$79:$A$95,Daten!F$79:F$95))*$E77*0.9*$I77\n*IF(ISNUMBER($J77),$J77,0.75)\n*$AV77)","v":{"v":0,"d":"0.00"}},{"$f":"(IF($O77=\"\",0,_xlfn.XLOOKUP($O77,Daten!$A$79:$A$95,Daten!G$79:G$95))*$E77*0.9*$I77\n*IF(ISNUMBER($J77),$J77,0.75)\n*$AV77)","v":{"v":0,"d":"0.00"}},{"$f":"(IF($O77=\"\",0,_xlfn.XLOOKUP($O77,Daten!$A$79:$A$95,Daten!H$79:H$95))*$E77*0.9*$I77\n*IF(ISNUMBER($J77),$J77,0.75)\n*$AV77)","v":{"v":0,"d":"0.00"}},{"$f":"(IF($O77=\"\",0,_xlfn.XLOOKUP($O77,Daten!$A$79:$A$95,Daten!I$79:I$95))*$E77*0.9*$I77\n*IF(ISNUMBER($J77),$J77,0.75)\n*$AV77)","v":{"v":0,"d":"0.00"}},{"$f":"(IF($O77=\"\",0,_xlfn.XLOOKUP($O77,Daten!$A$79:$A$95,Daten!J$79:J$95))*$E77*0.9*$I77\n*IF(ISNUMBER($J77),$J77,0.75)\n*$AV77)","v":{"v":0,"d":"0.00"}},{"$f":"(IF($O77=\"\",0,_xlfn.XLOOKUP($O77,Daten!$A$79:$A$95,Daten!K$79:K$95))*$E77*0.9*$I77\n*IF(ISNUMBER($J77),$J77,0.75)\n*$AV77)","v":{"v":0,"d":"0.00"}},{"$f":"(IF($O77=\"\",0,_xlfn.XLOOKUP($O77,Daten!$A$79:$A$95,Daten!L$79:L$95))*$E77*0.9*$I77\n*IF(ISNUMBER($J77),$J77,0.75)\n*$AV77)","v":{"v":0,"d":"0.00"}},{"$f":"(IF($O77=\"\",0,_xlfn.XLOOKUP($O77,Daten!$A$79:$A$95,Daten!M$79:M$95))*$E77*0.9*$I77\n*IF(ISNUMBER($J77),$J77,0.75)\n*$AV77)","v":{"v":0,"d":"0.00"}},{"v":0,"d":"0.00"},{"$f":"IFERROR(_xlfn.XLOOKUP(K77,Daten!$C$109:$C$116,_xlfn.XLOOKUP(O77,Daten!$E$108:$U$108,Daten!$E$109:$U$116)),1)","v":{"v":1,"d":"1.00"}},{"$f":"IFERROR(IF(O77=\"H\",1,_xlfn.XLOOKUP(L77,Daten!$C$127:$C$132,_xlfn.XLOOKUP(O77,Daten!$E$126:$U$126,Daten!$E$127:$U$132))),1)","v":{"v":1,"d":"1.00"}},{"$f":"IFERROR(IF(O77=\"H\",1,_xlfn.XLOOKUP(M77,Daten!$C$143:$C$148,_xlfn.XLOOKUP(O77,Daten!$E$142:$U$142,Daten!$E$143:$U$148))),1)","v":{"v":1,"d":"1.00"}},{"$f":"IFERROR(IF(O77=\"H\",1,_xlfn.XLOOKUP(N77,Daten!$C$143:$C$148,_xlfn.XLOOKUP(O77,Daten!$E$142:$U$142,Daten!$E$143:$U$148))),1)","v":{"v":1,"d":"1.00"}},{"v":1,"d":"1.00"}]
[]
[null,null,"1.3.1 Fotos, Beschreibungen und Bemerkungen"]
[null,null,"Freitext. "]
[]
[null,null,"1.4 Türen gg. Aussenluft",{"$nulls":10},"Summe erfasster Flächen [m²]",{"$f":"SUM(E83:E87)","v":0}]
[{"$nulls":16},{"$f":"IF($P$3,P83,E83*F83)","v":0},{"$f":"IF($D83=\"\",0,(_xlfn.XLOOKUP($D83,Daten!$A$152:$A$154,_xlfn.XLOOKUP(R$6,Daten!$B$151:$M$151,Daten!$B$152:$M$154))\n+IF($G83>_xlfn.XLOOKUP($D83,GI!$C$77:$G$77,GI!$C$80:$G$80),($G83-_xlfn.XLOOKUP($D83,GI!$C$77:$G$77,GI!$C$80:$G$80))/4,0))\n*_xlfn.XLOOKUP(R$6,Daten!$B$151:$M$151,Daten!$B$150:$M$150)*$Q83*24/1000)","v":0},{"$f":"IF($D83=\"\",0,(_xlfn.XLOOKUP($D83,Daten!$A$152:$A$154,_xlfn.XLOOKUP(S$6,Daten!$B$151:$M$151,Daten!$B$152:$M$154))\n+IF($G83>_xlfn.XLOOKUP($D83,GI!$C$77:$G$77,GI!$C$80:$G$80),($G83-_xlfn.XLOOKUP($D83,GI!$C$77:$G$77,GI!$C$80:$G$80))/4,0))\n*_xlfn.XLOOKUP(S$6,Daten!$B$151:$M$151,Daten!$B$150:$M$150)*$Q83*24/1000)","v":0},{"$f":"IF($D83=\"\",0,(_xlfn.XLOOKUP($D83,Daten!$A$152:$A$154,_xlfn.XLOOKUP(T$6,Daten!$B$151:$M$151,Daten!$B$152:$M$154))\n+IF($G83>_xlfn.XLOOKUP($D83,GI!$C$77:$G$77,GI!$C$80:$G$80),($G83-_xlfn.XLOOKUP($D83,GI!$C$77:$G$77,GI!$C$80:$G$80))/4,0))\n*_xlfn.XLOOKUP(T$6,Daten!$B$151:$M$151,Daten!$B$150:$M$150)*$Q83*24/1000)","v":0},{"$f":"IF($D83=\"\",0,(_xlfn.XLOOKUP($D83,Daten!$A$152:$A$154,_xlfn.XLOOKUP(U$6,Daten!$B$151:$M$151,Daten!$B$152:$M$154))\n+IF($G83>_xlfn.XLOOKUP($D83,GI!$C$77:$G$77,GI!$C$80:$G$80),($G83-_xlfn.XLOOKUP($D83,GI!$C$77:$G$77,GI!$C$80:$G$80))/4,0))\n*_xlfn.XLOOKUP(U$6,Daten!$B$151:$M$151,Daten!$B$150:$M$150)*$Q83*24/1000)","v":0},{"$f":"IF($D83=\"\",0,(_xlfn.XLOOKUP($D83,Daten!$A$152:$A$154,_xlfn.XLOOKUP(V$6,Daten!$B$151:$M$151,Daten!$B$152:$M$154))\n+IF($G83>_xlfn.XLOOKUP($D83,GI!$C$77:$G$77,GI!$C$80:$G$80),($G83-_xlfn.XLOOKUP($D83,GI!$C$77:$G$77,GI!$C$80:$G$80))/4,0))\n*_xlfn.XLOOKUP(V$6,Daten!$B$151:$M$151,Daten!$B$150:$M$150)*$Q83*24/1000)","v":0},{"$f":"IF($D83=\"\",0,(_xlfn.XLOOKUP($D83,Daten!$A$152:$A$154,_xlfn.XLOOKUP(W$6,Daten!$B$151:$M$151,Daten!$B$152:$M$154))\n+IF($G83>_xlfn.XLOOKUP($D83,GI!$C$77:$G$77,GI!$C$80:$G$80),($G83-_xlfn.XLOOKUP($D83,GI!$C$77:$G$77,GI!$C$80:$G$80))/4,0))\n*_xlfn.XLOOKUP(W$6,Daten!$B$151:$M$151,Daten!$B$150:$M$150)*$Q83*24/1000)","v":0},{"$f":"IF($D83=\"\",0,(_xlfn.XLOOKUP($D83,Daten!$A$152:$A$154,_xlfn.XLOOKUP(X$6,Daten!$B$151:$M$151,Daten!$B$152:$M$154))\n+IF($G83>_xlfn.XLOOKUP($D83,GI!$C$77:$G$77,GI!$C$80:$G$80),($G83-_xlfn.XLOOKUP($D83,GI!$C$77:$G$77,GI!$C$80:$G$80))/4,0))\n*_xlfn.XLOOKUP(X$6,Daten!$B$151:$M$151,Daten!$B$150:$M$150)*$Q83*24/1000)","v":0},{"$f":"IF($D83=\"\",0,(_xlfn.XLOOKUP($D83,Daten!$A$152:$A$154,_xlfn.XLOOKUP(Y$6,Daten!$B$151:$M$151,Daten!$B$152:$M$154))\n+IF($G83>_xlfn.XLOOKUP($D83,GI!$C$77:$G$77,GI!$C$80:$G$80),($G83-_xlfn.XLOOKUP($D83,GI!$C$77:$G$77,GI!$C$80:$G$80))/4,0))\n*_xlfn.XLOOKUP(Y$6,Daten!$B$151:$M$151,Daten!$B$150:$M$150)*$Q83*24/1000)","v":0},{"$f":"IF($D83=\"\",0,(_xlfn.XLOOKUP($D83,Daten!$A$152:$A$154,_xlfn.XLOOKUP(Z$6,Daten!$B$151:$M$151,Daten!$B$152:$M$154))\n+IF($G83>_xlfn.XLOOKUP($D83,GI!$C$77:$G$77,GI!$C$80:$G$80),($G83-_xlfn.XLOOKUP($D83,GI!$C$77:$G$77,GI!$C$80:$G$80))/4,0))\n*_xlfn.XLOOKUP(Z$6,Daten!$B$151:$M$151,Daten!$B$150:$M$150)*$Q83*24/1000)","v":0},{"$f":"IF($D83=\"\",0,(_xlfn.XLOOKUP($D83,Daten!$A$152:$A$154,_xlfn.XLOOKUP(AA$6,Daten!$B$151:$M$151,Daten!$B$152:$M$154))\n+IF($G83>_xlfn.XLOOKUP($D83,GI!$C$77:$G$77,GI!$C$80:$G$80),($G83-_xlfn.XLOOKUP($D83,GI!$C$77:$G$77,GI!$C$80:$G$80))/4,0))\n*_xlfn.XLOOKUP(AA$6,Daten!$B$151:$M$151,Daten!$B$150:$M$150)*$Q83*24/1000)","v":0},{"$f":"IF($D83=\"\",0,(_xlfn.XLOOKUP($D83,Daten!$A$152:$A$154,_xlfn.XLOOKUP(AB$6,Daten!$B$151:$M$151,Daten!$B$152:$M$154))\n+IF($G83>_xlfn.XLOOKUP($D83,GI!$C$77:$G$77,GI!$C$80:$G$80),($G83-_xlfn.XLOOKUP($D83,GI!$C$77:$G$77,GI!$C$80:$G$80))/4,0))\n*_xlfn.XLOOKUP(AB$6,Daten!$B$151:$M$151,Daten!$B$150:$M$150)*$Q83*24/1000)","v":0},{"$f":"IF($D83=\"\",0,(_xlfn.XLOOKUP($D83,Daten!$A$152:$A$154,_xlfn.XLOOKUP(AC$6,Daten!$B$151:$M$151,Daten!$B$152:$M$154))\n+IF($G83>_xlfn.XLOOKUP($D83,GI!$C$77:$G$77,GI!$C$80:$G$80),($G83-_xlfn.XLOOKUP($D83,GI!$C$77:$G$77,GI!$C$80:$G$80))/4,0))\n*_xlfn.XLOOKUP(AC$6,Daten!$B$151:$M$151,Daten!$B$150:$M$150)*$Q83*24/1000)","v":0},{"$f":"SUM(R83:AC83)","v":0}]
[{"$nulls":16},{"$f":"IF($P$3,P84,E84*F84)","v":0},{"$f":"IF($D84=\"\",0,(_xlfn.XLOOKUP($D84,Daten!$A$152:$A$154,_xlfn.XLOOKUP(R$6,Daten!$B$151:$M$151,Daten!$B$152:$M$154))\n+IF($G84>_xlfn.XLOOKUP($D84,GI!$C$77:$G$77,GI!$C$80:$G$80),($G84-_xlfn.XLOOKUP($D84,GI!$C$77:$G$77,GI!$C$80:$G$80))/4,0))\n*_xlfn.XLOOKUP(R$6,Daten!$B$151:$M$151,Daten!$B$150:$M$150)*$Q84*24/1000)","v":0},{"$f":"IF($D84=\"\",0,(_xlfn.XLOOKUP($D84,Daten!$A$152:$A$154,_xlfn.XLOOKUP(S$6,Daten!$B$151:$M$151,Daten!$B$152:$M$154))\n+IF($G84>_xlfn.XLOOKUP($D84,GI!$C$77:$G$77,GI!$C$80:$G$80),($G84-_xlfn.XLOOKUP($D84,GI!$C$77:$G$77,GI!$C$80:$G$80))/4,0))\n*_xlfn.XLOOKUP(S$6,Daten!$B$151:$M$151,Daten!$B$150:$M$150)*$Q84*24/1000)","v":0},{"$f":"IF($D84=\"\",0,(_xlfn.XLOOKUP($D84,Daten!$A$152:$A$154,_xlfn.XLOOKUP(T$6,Daten!$B$151:$M$151,Daten!$B$152:$M$154))\n+IF($G84>_xlfn.XLOOKUP($D84,GI!$C$77:$G$77,GI!$C$80:$G$80),($G84-_xlfn.XLOOKUP($D84,GI!$C$77:$G$77,GI!$C$80:$G$80))/4,0))\n*_xlfn.XLOOKUP(T$6,Daten!$B$151:$M$151,Daten!$B$150:$M$150)*$Q84*24/1000)","v":0},{"$f":"IF($D84=\"\",0,(_xlfn.XLOOKUP($D84,Daten!$A$152:$A$154,_xlfn.XLOOKUP(U$6,Daten!$B$151:$M$151,Daten!$B$152:$M$154))\n+IF($G84>_xlfn.XLOOKUP($D84,GI!$C$77:$G$77,GI!$C$80:$G$80),($G84-_xlfn.XLOOKUP($D84,GI!$C$77:$G$77,GI!$C$80:$G$80))/4,0))\n*_xlfn.XLOOKUP(U$6,Daten!$B$151:$M$151,Daten!$B$150:$M$150)*$Q84*24/1000)","v":0},{"$f":"IF($D84=\"\",0,(_xlfn.XLOOKUP($D84,Daten!$A$152:$A$154,_xlfn.XLOOKUP(V$6,Daten!$B$151:$M$151,Daten!$B$152:$M$154))\n+IF($G84>_xlfn.XLOOKUP($D84,GI!$C$77:$G$77,GI!$C$80:$G$80),($G84-_xlfn.XLOOKUP($D84,GI!$C$77:$G$77,GI!$C$80:$G$80))/4,0))\n*_xlfn.XLOOKUP(V$6,Daten!$B$151:$M$151,Daten!$B$150:$M$150)*$Q84*24/1000)","v":0},{"$f":"IF($D84=\"\",0,(_xlfn.XLOOKUP($D84,Daten!$A$152:$A$154,_xlfn.XLOOKUP(W$6,Daten!$B$151:$M$151,Daten!$B$152:$M$154))\n+IF($G84>_xlfn.XLOOKUP($D84,GI!$C$77:$G$77,GI!$C$80:$G$80),($G84-_xlfn.XLOOKUP($D84,GI!$C$77:$G$77,GI!$C$80:$G$80))/4,0))\n*_xlfn.XLOOKUP(W$6,Daten!$B$151:$M$151,Daten!$B$150:$M$150)*$Q84*24/1000)","v":0},{"$f":"IF($D84=\"\",0,(_xlfn.XLOOKUP($D84,Daten!$A$152:$A$154,_xlfn.XLOOKUP(X$6,Daten!$B$151:$M$151,Daten!$B$152:$M$154))\n+IF($G84>_xlfn.XLOOKUP($D84,GI!$C$77:$G$77,GI!$C$80:$G$80),($G84-_xlfn.XLOOKUP($D84,GI!$C$77:$G$77,GI!$C$80:$G$80))/4,0))\n*_xlfn.XLOOKUP(X$6,Daten!$B$151:$M$151,Daten!$B$150:$M$150)*$Q84*24/1000)","v":0},{"$f":"IF($D84=\"\",0,(_xlfn.XLOOKUP($D84,Daten!$A$152:$A$154,_xlfn.XLOOKUP(Y$6,Daten!$B$151:$M$151,Daten!$B$152:$M$154))\n+IF($G84>_xlfn.XLOOKUP($D84,GI!$C$77:$G$77,GI!$C$80:$G$80),($G84-_xlfn.XLOOKUP($D84,GI!$C$77:$G$77,GI!$C$80:$G$80))/4,0))\n*_xlfn.XLOOKUP(Y$6,Daten!$B$151:$M$151,Daten!$B$150:$M$150)*$Q84*24/1000)","v":0},{"$f":"IF($D84=\"\",0,(_xlfn.XLOOKUP($D84,Daten!$A$152:$A$154,_xlfn.XLOOKUP(Z$6,Daten!$B$151:$M$151,Daten!$B$152:$M$154))\n+IF($G84>_xlfn.XLOOKUP($D84,GI!$C$77:$G$77,GI!$C$80:$G$80),($G84-_xlfn.XLOOKUP($D84,GI!$C$77:$G$77,GI!$C$80:$G$80))/4,0))\n*_xlfn.XLOOKUP(Z$6,Daten!$B$151:$M$151,Daten!$B$150:$M$150)*$Q84*24/1000)","v":0},{"$f":"IF($D84=\"\",0,(_xlfn.XLOOKUP($D84,Daten!$A$152:$A$154,_xlfn.XLOOKUP(AA$6,Daten!$B$151:$M$151,Daten!$B$152:$M$154))\n+IF($G84>_xlfn.XLOOKUP($D84,GI!$C$77:$G$77,GI!$C$80:$G$80),($G84-_xlfn.XLOOKUP($D84,GI!$C$77:$G$77,GI!$C$80:$G$80))/4,0))\n*_xlfn.XLOOKUP(AA$6,Daten!$B$151:$M$151,Daten!$B$150:$M$150)*$Q84*24/1000)","v":0},{"$f":"IF($D84=\"\",0,(_xlfn.XLOOKUP($D84,Daten!$A$152:$A$154,_xlfn.XLOOKUP(AB$6,Daten!$B$151:$M$151,Daten!$B$152:$M$154))\n+IF($G84>_xlfn.XLOOKUP($D84,GI!$C$77:$G$77,GI!$C$80:$G$80),($G84-_xlfn.XLOOKUP($D84,GI!$C$77:$G$77,GI!$C$80:$G$80))/4,0))\n*_xlfn.XLOOKUP(AB$6,Daten!$B$151:$M$151,Daten!$B$150:$M$150)*$Q84*24/1000)","v":0},{"$f":"IF($D84=\"\",0,(_xlfn.XLOOKUP($D84,Daten!$A$152:$A$154,_xlfn.XLOOKUP(AC$6,Daten!$B$151:$M$151,Daten!$B$152:$M$154))\n+IF($G84>_xlfn.XLOOKUP($D84,GI!$C$77:$G$77,GI!$C$80:$G$80),($G84-_xlfn.XLOOKUP($D84,GI!$C$77:$G$77,GI!$C$80:$G$80))/4,0))\n*_xlfn.XLOOKUP(AC$6,Daten!$B$151:$M$151,Daten!$B$150:$M$150)*$Q84*24/1000)","v":0},0]
[{"$nulls":16},{"$f":"IF($P$3,P85,E85*F85)","v":0},{"$f":"IF($D85=\"\",0,(_xlfn.XLOOKUP($D85,Daten!$A$152:$A$154,_xlfn.XLOOKUP(R$6,Daten!$B$151:$M$151,Daten!$B$152:$M$154))\n+IF($G85>_xlfn.XLOOKUP($D85,GI!$C$77:$G$77,GI!$C$80:$G$80),($G85-_xlfn.XLOOKUP($D85,GI!$C$77:$G$77,GI!$C$80:$G$80))/4,0))\n*_xlfn.XLOOKUP(R$6,Daten!$B$151:$M$151,Daten!$B$150:$M$150)*$Q85*24/1000)","v":0},{"$f":"IF($D85=\"\",0,(_xlfn.XLOOKUP($D85,Daten!$A$152:$A$154,_xlfn.XLOOKUP(S$6,Daten!$B$151:$M$151,Daten!$B$152:$M$154))\n+IF($G85>_xlfn.XLOOKUP($D85,GI!$C$77:$G$77,GI!$C$80:$G$80),($G85-_xlfn.XLOOKUP($D85,GI!$C$77:$G$77,GI!$C$80:$G$80))/4,0))\n*_xlfn.XLOOKUP(S$6,Daten!$B$151:$M$151,Daten!$B$150:$M$150)*$Q85*24/1000)","v":0},{"$f":"IF($D85=\"\",0,(_xlfn.XLOOKUP($D85,Daten!$A$152:$A$154,_xlfn.XLOOKUP(T$6,Daten!$B$151:$M$151,Daten!$B$152:$M$154))\n+IF($G85>_xlfn.XLOOKUP($D85,GI!$C$77:$G$77,GI!$C$80:$G$80),($G85-_xlfn.XLOOKUP($D85,GI!$C$77:$G$77,GI!$C$80:$G$80))/4,0))\n*_xlfn.XLOOKUP(T$6,Daten!$B$151:$M$151,Daten!$B$150:$M$150)*$Q85*24/1000)","v":0},{"$f":"IF($D85=\"\",0,(_xlfn.XLOOKUP($D85,Daten!$A$152:$A$154,_xlfn.XLOOKUP(U$6,Daten!$B$151:$M$151,Daten!$B$152:$M$154))\n+IF($G85>_xlfn.XLOOKUP($D85,GI!$C$77:$G$77,GI!$C$80:$G$80),($G85-_xlfn.XLOOKUP($D85,GI!$C$77:$G$77,GI!$C$80:$G$80))/4,0))\n*_xlfn.XLOOKUP(U$6,Daten!$B$151:$M$151,Daten!$B$150:$M$150)*$Q85*24/1000)","v":0},{"$f":"IF($D85=\"\",0,(_xlfn.XLOOKUP($D85,Daten!$A$152:$A$154,_xlfn.XLOOKUP(V$6,Daten!$B$151:$M$151,Daten!$B$152:$M$154))\n+IF($G85>_xlfn.XLOOKUP($D85,GI!$C$77:$G$77,GI!$C$80:$G$80),($G85-_xlfn.XLOOKUP($D85,GI!$C$77:$G$77,GI!$C$80:$G$80))/4,0))\n*_xlfn.XLOOKUP(V$6,Daten!$B$151:$M$151,Daten!$B$150:$M$150)*$Q85*24/1000)","v":0},{"$f":"IF($D85=\"\",0,(_xlfn.XLOOKUP($D85,Daten!$A$152:$A$154,_xlfn.XLOOKUP(W$6,Daten!$B$151:$M$151,Daten!$B$152:$M$154))\n+IF($G85>_xlfn.XLOOKUP($D85,GI!$C$77:$G$77,GI!$C$80:$G$80),($G85-_xlfn.XLOOKUP($D85,GI!$C$77:$G$77,GI!$C$80:$G$80))/4,0))\n*_xlfn.XLOOKUP(W$6,Daten!$B$151:$M$151,Daten!$B$150:$M$150)*$Q85*24/1000)","v":0},{"$f":"IF($D85=\"\",0,(_xlfn.XLOOKUP($D85,Daten!$A$152:$A$154,_xlfn.XLOOKUP(X$6,Daten!$B$151:$M$151,Daten!$B$152:$M$154))\n+IF($G85>_xlfn.XLOOKUP($D85,GI!$C$77:$G$77,GI!$C$80:$G$80),($G85-_xlfn.XLOOKUP($D85,GI!$C$77:$G$77,GI!$C$80:$G$80))/4,0))\n*_xlfn.XLOOKUP(X$6,Daten!$B$151:$M$151,Daten!$B$150:$M$150)*$Q85*24/1000)","v":0},{"$f":"IF($D85=\"\",0,(_xlfn.XLOOKUP($D85,Daten!$A$152:$A$154,_xlfn.XLOOKUP(Y$6,Daten!$B$151:$M$151,Daten!$B$152:$M$154))\n+IF($G85>_xlfn.XLOOKUP($D85,GI!$C$77:$G$77,GI!$C$80:$G$80),($G85-_xlfn.XLOOKUP($D85,GI!$C$77:$G$77,GI!$C$80:$G$80))/4,0))\n*_xlfn.XLOOKUP(Y$6,Daten!$B$151:$M$151,Daten!$B$150:$M$150)*$Q85*24/1000)","v":0},{"$f":"IF($D85=\"\",0,(_xlfn.XLOOKUP($D85,Daten!$A$152:$A$154,_xlfn.XLOOKUP(Z$6,Daten!$B$151:$M$151,Daten!$B$152:$M$154))\n+IF($G85>_xlfn.XLOOKUP($D85,GI!$C$77:$G$77,GI!$C$80:$G$80),($G85-_xlfn.XLOOKUP($D85,GI!$C$77:$G$77,GI!$C$80:$G$80))/4,0))\n*_xlfn.XLOOKUP(Z$6,Daten!$B$151:$M$151,Daten!$B$150:$M$150)*$Q85*24/1000)","v":0},{"$f":"IF($D85=\"\",0,(_xlfn.XLOOKUP($D85,Daten!$A$152:$A$154,_xlfn.XLOOKUP(AA$6,Daten!$B$151:$M$151,Daten!$B$152:$M$154))\n+IF($G85>_xlfn.XLOOKUP($D85,GI!$C$77:$G$77,GI!$C$80:$G$80),($G85-_xlfn.XLOOKUP($D85,GI!$C$77:$G$77,GI!$C$80:$G$80))/4,0))\n*_xlfn.XLOOKUP(AA$6,Daten!$B$151:$M$151,Daten!$B$150:$M$150)*$Q85*24/1000)","v":0},{"$f":"IF($D85=\"\",0,(_xlfn.XLOOKUP($D85,Daten!$A$152:$A$154,_xlfn.XLOOKUP(AB$6,Daten!$B$151:$M$151,Daten!$B$152:$M$154))\n+IF($G85>_xlfn.XLOOKUP($D85,GI!$C$77:$G$77,GI!$C$80:$G$80),($G85-_xlfn.XLOOKUP($D85,GI!$C$77:$G$77,GI!$C$80:$G$80))/4,0))\n*_xlfn.XLOOKUP(AB$6,Daten!$B$151:$M$151,Daten!$B$150:$M$150)*$Q85*24/1000)","v":0},{"$f":"IF($D85=\"\",0,(_xlfn.XLOOKUP($D85,Daten!$A$152:$A$154,_xlfn.XLOOKUP(AC$6,Daten!$B$151:$M$151,Daten!$B$152:$M$154))\n+IF($G85>_xlfn.XLOOKUP($D85,GI!$C$77:$G$77,GI!$C$80:$G$80),($G85-_xlfn.XLOOKUP($D85,GI!$C$77:$G$77,GI!$C$80:$G$80))/4,0))\n*_xlfn.XLOOKUP(AC$6,Daten!$B$151:$M$151,Daten!$B$150:$M$150)*$Q85*24/1000)","v":0},0]
[{"$nulls":16},{"$f":"IF($P$3,P86,E86*F86)","v":0},{"$f":"IF($D86=\"\",0,(_xlfn.XLOOKUP($D86,Daten!$A$152:$A$154,_xlfn.XLOOKUP(R$6,Daten!$B$151:$M$151,Daten!$B$152:$M$154))\n+IF($G86>_xlfn.XLOOKUP($D86,GI!$C$77:$G$77,GI!$C$80:$G$80),($G86-_xlfn.XLOOKUP($D86,GI!$C$77:$G$77,GI!$C$80:$G$80))/4,0))\n*_xlfn.XLOOKUP(R$6,Daten!$B$151:$M$151,Daten!$B$150:$M$150)*$Q86*24/1000)","v":0},{"$f":"IF($D86=\"\",0,(_xlfn.XLOOKUP($D86,Daten!$A$152:$A$154,_xlfn.XLOOKUP(S$6,Daten!$B$151:$M$151,Daten!$B$152:$M$154))\n+IF($G86>_xlfn.XLOOKUP($D86,GI!$C$77:$G$77,GI!$C$80:$G$80),($G86-_xlfn.XLOOKUP($D86,GI!$C$77:$G$77,GI!$C$80:$G$80))/4,0))\n*_xlfn.XLOOKUP(S$6,Daten!$B$151:$M$151,Daten!$B$150:$M$150)*$Q86*24/1000)","v":0},{"$f":"IF($D86=\"\",0,(_xlfn.XLOOKUP($D86,Daten!$A$152:$A$154,_xlfn.XLOOKUP(T$6,Daten!$B$151:$M$151,Daten!$B$152:$M$154))\n+IF($G86>_xlfn.XLOOKUP($D86,GI!$C$77:$G$77,GI!$C$80:$G$80),($G86-_xlfn.XLOOKUP($D86,GI!$C$77:$G$77,GI!$C$80:$G$80))/4,0))\n*_xlfn.XLOOKUP(T$6,Daten!$B$151:$M$151,Daten!$B$150:$M$150)*$Q86*24/1000)","v":0},{"$f":"IF($D86=\"\",0,(_xlfn.XLOOKUP($D86,Daten!$A$152:$A$154,_xlfn.XLOOKUP(U$6,Daten!$B$151:$M$151,Daten!$B$152:$M$154))\n+IF($G86>_xlfn.XLOOKUP($D86,GI!$C$77:$G$77,GI!$C$80:$G$80),($G86-_xlfn.XLOOKUP($D86,GI!$C$77:$G$77,GI!$C$80:$G$80))/4,0))\n*_xlfn.XLOOKUP(U$6,Daten!$B$151:$M$151,Daten!$B$150:$M$150)*$Q86*24/1000)","v":0},{"$f":"IF($D86=\"\",0,(_xlfn.XLOOKUP($D86,Daten!$A$152:$A$154,_xlfn.XLOOKUP(V$6,Daten!$B$151:$M$151,Daten!$B$152:$M$154))\n+IF($G86>_xlfn.XLOOKUP($D86,GI!$C$77:$G$77,GI!$C$80:$G$80),($G86-_xlfn.XLOOKUP($D86,GI!$C$77:$G$77,GI!$C$80:$G$80))/4,0))\n*_xlfn.XLOOKUP(V$6,Daten!$B$151:$M$151,Daten!$B$150:$M$150)*$Q86*24/1000)","v":0},{"$f":"IF($D86=\"\",0,(_xlfn.XLOOKUP($D86,Daten!$A$152:$A$154,_xlfn.XLOOKUP(W$6,Daten!$B$151:$M$151,Daten!$B$152:$M$154))\n+IF($G86>_xlfn.XLOOKUP($D86,GI!$C$77:$G$77,GI!$C$80:$G$80),($G86-_xlfn.XLOOKUP($D86,GI!$C$77:$G$77,GI!$C$80:$G$80))/4,0))\n*_xlfn.XLOOKUP(W$6,Daten!$B$151:$M$151,Daten!$B$150:$M$150)*$Q86*24/1000)","v":0},{"$f":"IF($D86=\"\",0,(_xlfn.XLOOKUP($D86,Daten!$A$152:$A$154,_xlfn.XLOOKUP(X$6,Daten!$B$151:$M$151,Daten!$B$152:$M$154))\n+IF($G86>_xlfn.XLOOKUP($D86,GI!$C$77:$G$77,GI!$C$80:$G$80),($G86-_xlfn.XLOOKUP($D86,GI!$C$77:$G$77,GI!$C$80:$G$80))/4,0))\n*_xlfn.XLOOKUP(X$6,Daten!$B$151:$M$151,Daten!$B$150:$M$150)*$Q86*24/1000)","v":0},{"$f":"IF($D86=\"\",0,(_xlfn.XLOOKUP($D86,Daten!$A$152:$A$154,_xlfn.XLOOKUP(Y$6,Daten!$B$151:$M$151,Daten!$B$152:$M$154))\n+IF($G86>_xlfn.XLOOKUP($D86,GI!$C$77:$G$77,GI!$C$80:$G$80),($G86-_xlfn.XLOOKUP($D86,GI!$C$77:$G$77,GI!$C$80:$G$80))/4,0))\n*_xlfn.XLOOKUP(Y$6,Daten!$B$151:$M$151,Daten!$B$150:$M$150)*$Q86*24/1000)","v":0},{"$f":"IF($D86=\"\",0,(_xlfn.XLOOKUP($D86,Daten!$A$152:$A$154,_xlfn.XLOOKUP(Z$6,Daten!$B$151:$M$151,Daten!$B$152:$M$154))\n+IF($G86>_xlfn.XLOOKUP($D86,GI!$C$77:$G$77,GI!$C$80:$G$80),($G86-_xlfn.XLOOKUP($D86,GI!$C$77:$G$77,GI!$C$80:$G$80))/4,0))\n*_xlfn.XLOOKUP(Z$6,Daten!$B$151:$M$151,Daten!$B$150:$M$150)*$Q86*24/1000)","v":0},{"$f":"IF($D86=\"\",0,(_xlfn.XLOOKUP($D86,Daten!$A$152:$A$154,_xlfn.XLOOKUP(AA$6,Daten!$B$151:$M$151,Daten!$B$152:$M$154))\n+IF($G86>_xlfn.XLOOKUP($D86,GI!$C$77:$G$77,GI!$C$80:$G$80),($G86-_xlfn.XLOOKUP($D86,GI!$C$77:$G$77,GI!$C$80:$G$80))/4,0))\n*_xlfn.XLOOKUP(AA$6,Daten!$B$151:$M$151,Daten!$B$150:$M$150)*$Q86*24/1000)","v":0},{"$f":"IF($D86=\"\",0,(_xlfn.XLOOKUP($D86,Daten!$A$152:$A$154,_xlfn.XLOOKUP(AB$6,Daten!$B$151:$M$151,Daten!$B$152:$M$154))\n+IF($G86>_xlfn.XLOOKUP($D86,GI!$C$77:$G$77,GI!$C$80:$G$80),($G86-_xlfn.XLOOKUP($D86,GI!$C$77:$G$77,GI!$C$80:$G$80))/4,0))\n*_xlfn.XLOOKUP(AB$6,Daten!$B$151:$M$151,Daten!$B$150:$M$150)*$Q86*24/1000)","v":0},{"$f":"IF($D86=\"\",0,(_xlfn.XLOOKUP($D86,Daten!$A$152:$A$154,_xlfn.XLOOKUP(AC$6,Daten!$B$151:$M$151,Daten!$B$152:$M$154))\n+IF($G86>_xlfn.XLOOKUP($D86,GI!$C$77:$G$77,GI!$C$80:$G$80),($G86-_xlfn.XLOOKUP($D86,GI!$C$77:$G$77,GI!$C$80:$G$80))/4,0))\n*_xlfn.XLOOKUP(AC$6,Daten!$B$151:$M$151,Daten!$B$150:$M$150)*$Q86*24/1000)","v":0},0]
[{"$nulls":16},{"$f":"IF($P$3,P87,E87*F87)","v":0},{"$f":"IF($D87=\"\",0,(_xlfn.XLOOKUP($D87,Daten!$A$152:$A$154,_xlfn.XLOOKUP(R$6,Daten!$B$151:$M$151,Daten!$B$152:$M$154))\n+IF($G87>_xlfn.XLOOKUP($D87,GI!$C$77:$G$77,GI!$C$80:$G$80),($G87-_xlfn.XLOOKUP($D87,GI!$C$77:$G$77,GI!$C$80:$G$80))/4,0))\n*_xlfn.XLOOKUP(R$6,Daten!$B$151:$M$151,Daten!$B$150:$M$150)*$Q87*24/1000)","v":0},{"$f":"IF($D87=\"\",0,(_xlfn.XLOOKUP($D87,Daten!$A$152:$A$154,_xlfn.XLOOKUP(S$6,Daten!$B$151:$M$151,Daten!$B$152:$M$154))\n+IF($G87>_xlfn.XLOOKUP($D87,GI!$C$77:$G$77,GI!$C$80:$G$80),($G87-_xlfn.XLOOKUP($D87,GI!$C$77:$G$77,GI!$C$80:$G$80))/4,0))\n*_xlfn.XLOOKUP(S$6,Daten!$B$151:$M$151,Daten!$B$150:$M$150)*$Q87*24/1000)","v":0},{"$f":"IF($D87=\"\",0,(_xlfn.XLOOKUP($D87,Daten!$A$152:$A$154,_xlfn.XLOOKUP(T$6,Daten!$B$151:$M$151,Daten!$B$152:$M$154))\n+IF($G87>_xlfn.XLOOKUP($D87,GI!$C$77:$G$77,GI!$C$80:$G$80),($G87-_xlfn.XLOOKUP($D87,GI!$C$77:$G$77,GI!$C$80:$G$80))/4,0))\n*_xlfn.XLOOKUP(T$6,Daten!$B$151:$M$151,Daten!$B$150:$M$150)*$Q87*24/1000)","v":0},{"$f":"IF($D87=\"\",0,(_xlfn.XLOOKUP($D87,Daten!$A$152:$A$154,_xlfn.XLOOKUP(U$6,Daten!$B$151:$M$151,Daten!$B$152:$M$154))\n+IF($G87>_xlfn.XLOOKUP($D87,GI!$C$77:$G$77,GI!$C$80:$G$80),($G87-_xlfn.XLOOKUP($D87,GI!$C$77:$G$77,GI!$C$80:$G$80))/4,0))\n*_xlfn.XLOOKUP(U$6,Daten!$B$151:$M$151,Daten!$B$150:$M$150)*$Q87*24/1000)","v":0},{"$f":"IF($D87=\"\",0,(_xlfn.XLOOKUP($D87,Daten!$A$152:$A$154,_xlfn.XLOOKUP(V$6,Daten!$B$151:$M$151,Daten!$B$152:$M$154))\n+IF($G87>_xlfn.XLOOKUP($D87,GI!$C$77:$G$77,GI!$C$80:$G$80),($G87-_xlfn.XLOOKUP($D87,GI!$C$77:$G$77,GI!$C$80:$G$80))/4,0))\n*_xlfn.XLOOKUP(V$6,Daten!$B$151:$M$151,Daten!$B$150:$M$150)*$Q87*24/1000)","v":0},{"$f":"IF($D87=\"\",0,(_xlfn.XLOOKUP($D87,Daten!$A$152:$A$154,_xlfn.XLOOKUP(W$6,Daten!$B$151:$M$151,Daten!$B$152:$M$154))\n+IF($G87>_xlfn.XLOOKUP($D87,GI!$C$77:$G$77,GI!$C$80:$G$80),($G87-_xlfn.XLOOKUP($D87,GI!$C$77:$G$77,GI!$C$80:$G$80))/4,0))\n*_xlfn.XLOOKUP(W$6,Daten!$B$151:$M$151,Daten!$B$150:$M$150)*$Q87*24/1000)","v":0},{"$f":"IF($D87=\"\",0,(_xlfn.XLOOKUP($D87,Daten!$A$152:$A$154,_xlfn.XLOOKUP(X$6,Daten!$B$151:$M$151,Daten!$B$152:$M$154))\n+IF($G87>_xlfn.XLOOKUP($D87,GI!$C$77:$G$77,GI!$C$80:$G$80),($G87-_xlfn.XLOOKUP($D87,GI!$C$77:$G$77,GI!$C$80:$G$80))/4,0))\n*_xlfn.XLOOKUP(X$6,Daten!$B$151:$M$151,Daten!$B$150:$M$150)*$Q87*24/1000)","v":0},{"$f":"IF($D87=\"\",0,(_xlfn.XLOOKUP($D87,Daten!$A$152:$A$154,_xlfn.XLOOKUP(Y$6,Daten!$B$151:$M$151,Daten!$B$152:$M$154))\n+IF($G87>_xlfn.XLOOKUP($D87,GI!$C$77:$G$77,GI!$C$80:$G$80),($G87-_xlfn.XLOOKUP($D87,GI!$C$77:$G$77,GI!$C$80:$G$80))/4,0))\n*_xlfn.XLOOKUP(Y$6,Daten!$B$151:$M$151,Daten!$B$150:$M$150)*$Q87*24/1000)","v":0},{"$f":"IF($D87=\"\",0,(_xlfn.XLOOKUP($D87,Daten!$A$152:$A$154,_xlfn.XLOOKUP(Z$6,Daten!$B$151:$M$151,Daten!$B$152:$M$154))\n+IF($G87>_xlfn.XLOOKUP($D87,GI!$C$77:$G$77,GI!$C$80:$G$80),($G87-_xlfn.XLOOKUP($D87,GI!$C$77:$G$77,GI!$C$80:$G$80))/4,0))\n*_xlfn.XLOOKUP(Z$6,Daten!$B$151:$M$151,Daten!$B$150:$M$150)*$Q87*24/1000)","v":0},{"$f":"IF($D87=\"\",0,(_xlfn.XLOOKUP($D87,Daten!$A$152:$A$154,_xlfn.XLOOKUP(AA$6,Daten!$B$151:$M$151,Daten!$B$152:$M$154))\n+IF($G87>_xlfn.XLOOKUP($D87,GI!$C$77:$G$77,GI!$C$80:$G$80),($G87-_xlfn.XLOOKUP($D87,GI!$C$77:$G$77,GI!$C$80:$G$80))/4,0))\n*_xlfn.XLOOKUP(AA$6,Daten!$B$151:$M$151,Daten!$B$150:$M$150)*$Q87*24/1000)","v":0},{"$f":"IF($D87=\"\",0,(_xlfn.XLOOKUP($D87,Daten!$A$152:$A$154,_xlfn.XLOOKUP(AB$6,Daten!$B$151:$M$151,Daten!$B$152:$M$154))\n+IF($G87>_xlfn.XLOOKUP($D87,GI!$C$77:$G$77,GI!$C$80:$G$80),($G87-_xlfn.XLOOKUP($D87,GI!$C$77:$G$77,GI!$C$80:$G$80))/4,0))\n*_xlfn.XLOOKUP(AB$6,Daten!$B$151:$M$151,Daten!$B$150:$M$150)*$Q87*24/1000)","v":0},{"$f":"IF($D87=\"\",0,(_xlfn.XLOOKUP($D87,Daten!$A$152:$A$154,_xlfn.XLOOKUP(AC$6,Daten!$B$151:$M$151,Daten!$B$152:$M$154))\n+IF($G87>_xlfn.XLOOKUP($D87,GI!$C$77:$G$77,GI!$C$80:$G$80),($G87-_xlfn.XLOOKUP($D87,GI!$C$77:$G$77,GI!$C$80:$G$80))/4,0))\n*_xlfn.XLOOKUP(AC$6,Daten!$B$151:$M$151,Daten!$B$150:$M$150)*$Q87*24/1000)","v":0},0]
[]
[null,null,"1.4.1 Fotos, Beschreibungen und Bemerkungen"]
[null,null,"Freitext. "]
[]
[null,null,"1.5 Böden gg. Aussenluft",{"$nulls":10},"Summe erfasster Flächen [m²]",{"$f":"SUM(E93:E97)","v":0}]
[{"$nulls":16},{"$f":"IF($P$3,P93,E93*F93)","v":0},{"$f":"IF($D93=\"\",0,(_xlfn.XLOOKUP($D93,Daten!$A$152:$A$154,_xlfn.XLOOKUP(R$6,Daten!$B$151:$M$151,Daten!$B$152:$M$154))\n+IF($G93>_xlfn.XLOOKUP($D93,GI!$C$77:$G$77,GI!$C$80:$G$80),($G93-_xlfn.XLOOKUP($D93,GI!$C$77:$G$77,GI!$C$80:$G$80))/4,0))\n*_xlfn.XLOOKUP(R$6,Daten!$B$151:$M$151,Daten!$B$150:$M$150)*$Q93*24/1000)","v":0},{"$f":"IF($D93=\"\",0,(_xlfn.XLOOKUP($D93,Daten!$A$152:$A$154,_xlfn.XLOOKUP(S$6,Daten!$B$151:$M$151,Daten!$B$152:$M$154))\n+IF($G93>_xlfn.XLOOKUP($D93,GI!$C$77:$G$77,GI!$C$80:$G$80),($G93-_xlfn.XLOOKUP($D93,GI!$C$77:$G$77,GI!$C$80:$G$80))/4,0))\n*_xlfn.XLOOKUP(S$6,Daten!$B$151:$M$151,Daten!$B$150:$M$150)*$Q93*24/1000)","v":0},{"$f":"IF($D93=\"\",0,(_xlfn.XLOOKUP($D93,Daten!$A$152:$A$154,_xlfn.XLOOKUP(T$6,Daten!$B$151:$M$151,Daten!$B$152:$M$154))\n+IF($G93>_xlfn.XLOOKUP($D93,GI!$C$77:$G$77,GI!$C$80:$G$80),($G93-_xlfn.XLOOKUP($D93,GI!$C$77:$G$77,GI!$C$80:$G$80))/4,0))\n*_xlfn.XLOOKUP(T$6,Daten!$B$151:$M$151,Daten!$B$150:$M$150)*$Q93*24/1000)","v":0},{"$f":"IF($D93=\"\",0,(_xlfn.XLOOKUP($D93,Daten!$A$152:$A$154,_xlfn.XLOOKUP(U$6,Daten!$B$151:$M$151,Daten!$B$152:$M$154))\n+IF($G93>_xlfn.XLOOKUP($D93,GI!$C$77:$G$77,GI!$C$80:$G$80),($G93-_xlfn.XLOOKUP($D93,GI!$C$77:$G$77,GI!$C$80:$G$80))/4,0))\n*_xlfn.XLOOKUP(U$6,Daten!$B$151:$M$151,Daten!$B$150:$M$150)*$Q93*24/1000)","v":0},{"$f":"IF($D93=\"\",0,(_xlfn.XLOOKUP($D93,Daten!$A$152:$A$154,_xlfn.XLOOKUP(V$6,Daten!$B$151:$M$151,Daten!$B$152:$M$154))\n+IF($G93>_xlfn.XLOOKUP($D93,GI!$C$77:$G$77,GI!$C$80:$G$80),($G93-_xlfn.XLOOKUP($D93,GI!$C$77:$G$77,GI!$C$80:$G$80))/4,0))\n*_xlfn.XLOOKUP(V$6,Daten!$B$151:$M$151,Daten!$B$150:$M$150)*$Q93*24/1000)","v":0},{"$f":"IF($D93=\"\",0,(_xlfn.XLOOKUP($D93,Daten!$A$152:$A$154,_xlfn.XLOOKUP(W$6,Daten!$B$151:$M$151,Daten!$B$152:$M$154))\n+IF($G93>_xlfn.XLOOKUP($D93,GI!$C$77:$G$77,GI!$C$80:$G$80),($G93-_xlfn.XLOOKUP($D93,GI!$C$77:$G$77,GI!$C$80:$G$80))/4,0))\n*_xlfn.XLOOKUP(W$6,Daten!$B$151:$M$151,Daten!$B$150:$M$150)*$Q93*24/1000)","v":0},{"$f":"IF($D93=\"\",0,(_xlfn.XLOOKUP($D93,Daten!$A$152:$A$154,_xlfn.XLOOKUP(X$6,Daten!$B$151:$M$151,Daten!$B$152:$M$154))\n+IF($G93>_xlfn.XLOOKUP($D93,GI!$C$77:$G$77,GI!$C$80:$G$80),($G93-_xlfn.XLOOKUP($D93,GI!$C$77:$G$77,GI!$C$80:$G$80))/4,0))\n*_xlfn.XLOOKUP(X$6,Daten!$B$151:$M$151,Daten!$B$150:$M$150)*$Q93*24/1000)","v":0},{"$f":"IF($D93=\"\",0,(_xlfn.XLOOKUP($D93,Daten!$A$152:$A$154,_xlfn.XLOOKUP(Y$6,Daten!$B$151:$M$151,Daten!$B$152:$M$154))\n+IF($G93>_xlfn.XLOOKUP($D93,GI!$C$77:$G$77,GI!$C$80:$G$80),($G93-_xlfn.XLOOKUP($D93,GI!$C$77:$G$77,GI!$C$80:$G$80))/4,0))\n*_xlfn.XLOOKUP(Y$6,Daten!$B$151:$M$151,Daten!$B$150:$M$150)*$Q93*24/1000)","v":0},{"$f":"IF($D93=\"\",0,(_xlfn.XLOOKUP($D93,Daten!$A$152:$A$154,_xlfn.XLOOKUP(Z$6,Daten!$B$151:$M$151,Daten!$B$152:$M$154))\n+IF($G93>_xlfn.XLOOKUP($D93,GI!$C$77:$G$77,GI!$C$80:$G$80),($G93-_xlfn.XLOOKUP($D93,GI!$C$77:$G$77,GI!$C$80:$G$80))/4,0))\n*_xlfn.XLOOKUP(Z$6,Daten!$B$151:$M$151,Daten!$B$150:$M$150)*$Q93*24/1000)","v":0},{"$f":"IF($D93=\"\",0,(_xlfn.XLOOKUP($D93,Daten!$A$152:$A$154,_xlfn.XLOOKUP(AA$6,Daten!$B$151:$M$151,Daten!$B$152:$M$154))\n+IF($G93>_xlfn.XLOOKUP($D93,GI!$C$77:$G$77,GI!$C$80:$G$80),($G93-_xlfn.XLOOKUP($D93,GI!$C$77:$G$77,GI!$C$80:$G$80))/4,0))\n*_xlfn.XLOOKUP(AA$6,Daten!$B$151:$M$151,Daten!$B$150:$M$150)*$Q93*24/1000)","v":0},{"$f":"IF($D93=\"\",0,(_xlfn.XLOOKUP($D93,Daten!$A$152:$A$154,_xlfn.XLOOKUP(AB$6,Daten!$B$151:$M$151,Daten!$B$152:$M$154))\n+IF($G93>_xlfn.XLOOKUP($D93,GI!$C$77:$G$77,GI!$C$80:$G$80),($G93-_xlfn.XLOOKUP($D93,GI!$C$77:$G$77,GI!$C$80:$G$80))/4,0))\n*_xlfn.XLOOKUP(AB$6,Daten!$B$151:$M$151,Daten!$B$150:$M$150)*$Q93*24/1000)","v":0},{"$f":"IF($D93=\"\",0,(_xlfn.XLOOKUP($D93,Daten!$A$152:$A$154,_xlfn.XLOOKUP(AC$6,Daten!$B$151:$M$151,Daten!$B$152:$M$154))\n+IF($G93>_xlfn.XLOOKUP($D93,GI!$C$77:$G$77,GI!$C$80:$G$80),($G93-_xlfn.XLOOKUP($D93,GI!$C$77:$G$77,GI!$C$80:$G$80))/4,0))\n*_xlfn.XLOOKUP(AC$6,Daten!$B$151:$M$151,Daten!$B$150:$M$150)*$Q93*24/1000)","v":0},0]
[{"$nulls":16},{"$f":"IF($P$3,P94,E94*F94)","v":0},{"$f":"IF($D94=\"\",0,(_xlfn.XLOOKUP($D94,Daten!$A$152:$A$154,_xlfn.XLOOKUP(R$6,Daten!$B$151:$M$151,Daten!$B$152:$M$154))\n+IF($G94>_xlfn.XLOOKUP($D94,GI!$C$77:$G$77,GI!$C$80:$G$80),($G94-_xlfn.XLOOKUP($D94,GI!$C$77:$G$77,GI!$C$80:$G$80))/4,0))\n*_xlfn.XLOOKUP(R$6,Daten!$B$151:$M$151,Daten!$B$150:$M$150)*$Q94*24/1000)","v":0},{"$f":"IF($D94=\"\",0,(_xlfn.XLOOKUP($D94,Daten!$A$152:$A$154,_xlfn.XLOOKUP(S$6,Daten!$B$151:$M$151,Daten!$B$152:$M$154))\n+IF($G94>_xlfn.XLOOKUP($D94,GI!$C$77:$G$77,GI!$C$80:$G$80),($G94-_xlfn.XLOOKUP($D94,GI!$C$77:$G$77,GI!$C$80:$G$80))/4,0))\n*_xlfn.XLOOKUP(S$6,Daten!$B$151:$M$151,Daten!$B$150:$M$150)*$Q94*24/1000)","v":0},{"$f":"IF($D94=\"\",0,(_xlfn.XLOOKUP($D94,Daten!$A$152:$A$154,_xlfn.XLOOKUP(T$6,Daten!$B$151:$M$151,Daten!$B$152:$M$154))\n+IF($G94>_xlfn.XLOOKUP($D94,GI!$C$77:$G$77,GI!$C$80:$G$80),($G94-_xlfn.XLOOKUP($D94,GI!$C$77:$G$77,GI!$C$80:$G$80))/4,0))\n*_xlfn.XLOOKUP(T$6,Daten!$B$151:$M$151,Daten!$B$150:$M$150)*$Q94*24/1000)","v":0},{"$f":"IF($D94=\"\",0,(_xlfn.XLOOKUP($D94,Daten!$A$152:$A$154,_xlfn.XLOOKUP(U$6,Daten!$B$151:$M$151,Daten!$B$152:$M$154))\n+IF($G94>_xlfn.XLOOKUP($D94,GI!$C$77:$G$77,GI!$C$80:$G$80),($G94-_xlfn.XLOOKUP($D94,GI!$C$77:$G$77,GI!$C$80:$G$80))/4,0))\n*_xlfn.XLOOKUP(U$6,Daten!$B$151:$M$151,Daten!$B$150:$M$150)*$Q94*24/1000)","v":0},{"$f":"IF($D94=\"\",0,(_xlfn.XLOOKUP($D94,Daten!$A$152:$A$154,_xlfn.XLOOKUP(V$6,Daten!$B$151:$M$151,Daten!$B$152:$M$154))\n+IF($G94>_xlfn.XLOOKUP($D94,GI!$C$77:$G$77,GI!$C$80:$G$80),($G94-_xlfn.XLOOKUP($D94,GI!$C$77:$G$77,GI!$C$80:$G$80))/4,0))\n*_xlfn.XLOOKUP(V$6,Daten!$B$151:$M$151,Daten!$B$150:$M$150)*$Q94*24/1000)","v":0},{"$f":"IF($D94=\"\",0,(_xlfn.XLOOKUP($D94,Daten!$A$152:$A$154,_xlfn.XLOOKUP(W$6,Daten!$B$151:$M$151,Daten!$B$152:$M$154))\n+IF($G94>_xlfn.XLOOKUP($D94,GI!$C$77:$G$77,GI!$C$80:$G$80),($G94-_xlfn.XLOOKUP($D94,GI!$C$77:$G$77,GI!$C$80:$G$80))/4,0))\n*_xlfn.XLOOKUP(W$6,Daten!$B$151:$M$151,Daten!$B$150:$M$150)*$Q94*24/1000)","v":0},{"$f":"IF($D94=\"\",0,(_xlfn.XLOOKUP($D94,Daten!$A$152:$A$154,_xlfn.XLOOKUP(X$6,Daten!$B$151:$M$151,Daten!$B$152:$M$154))\n+IF($G94>_xlfn.XLOOKUP($D94,GI!$C$77:$G$77,GI!$C$80:$G$80),($G94-_xlfn.XLOOKUP($D94,GI!$C$77:$G$77,GI!$C$80:$G$80))/4,0))\n*_xlfn.XLOOKUP(X$6,Daten!$B$151:$M$151,Daten!$B$150:$M$150)*$Q94*24/1000)","v":0},{"$f":"IF($D94=\"\",0,(_xlfn.XLOOKUP($D94,Daten!$A$152:$A$154,_xlfn.XLOOKUP(Y$6,Daten!$B$151:$M$151,Daten!$B$152:$M$154))\n+IF($G94>_xlfn.XLOOKUP($D94,GI!$C$77:$G$77,GI!$C$80:$G$80),($G94-_xlfn.XLOOKUP($D94,GI!$C$77:$G$77,GI!$C$80:$G$80))/4,0))\n*_xlfn.XLOOKUP(Y$6,Daten!$B$151:$M$151,Daten!$B$150:$M$150)*$Q94*24/1000)","v":0},{"$f":"IF($D94=\"\",0,(_xlfn.XLOOKUP($D94,Daten!$A$152:$A$154,_xlfn.XLOOKUP(Z$6,Daten!$B$151:$M$151,Daten!$B$152:$M$154))\n+IF($G94>_xlfn.XLOOKUP($D94,GI!$C$77:$G$77,GI!$C$80:$G$80),($G94-_xlfn.XLOOKUP($D94,GI!$C$77:$G$77,GI!$C$80:$G$80))/4,0))\n*_xlfn.XLOOKUP(Z$6,Daten!$B$151:$M$151,Daten!$B$150:$M$150)*$Q94*24/1000)","v":0},{"$f":"IF($D94=\"\",0,(_xlfn.XLOOKUP($D94,Daten!$A$152:$A$154,_xlfn.XLOOKUP(AA$6,Daten!$B$151:$M$151,Daten!$B$152:$M$154))\n+IF($G94>_xlfn.XLOOKUP($D94,GI!$C$77:$G$77,GI!$C$80:$G$80),($G94-_xlfn.XLOOKUP($D94,GI!$C$77:$G$77,GI!$C$80:$G$80))/4,0))\n*_xlfn.XLOOKUP(AA$6,Daten!$B$151:$M$151,Daten!$B$150:$M$150)*$Q94*24/1000)","v":0},{"$f":"IF($D94=\"\",0,(_xlfn.XLOOKUP($D94,Daten!$A$152:$A$154,_xlfn.XLOOKUP(AB$6,Daten!$B$151:$M$151,Daten!$B$152:$M$154))\n+IF($G94>_xlfn.XLOOKUP($D94,GI!$C$77:$G$77,GI!$C$80:$G$80),($G94-_xlfn.XLOOKUP($D94,GI!$C$77:$G$77,GI!$C$80:$G$80))/4,0))\n*_xlfn.XLOOKUP(AB$6,Daten!$B$151:$M$151,Daten!$B$150:$M$150)*$Q94*24/1000)","v":0},{"$f":"IF($D94=\"\",0,(_xlfn.XLOOKUP($D94,Daten!$A$152:$A$154,_xlfn.XLOOKUP(AC$6,Daten!$B$151:$M$151,Daten!$B$152:$M$154))\n+IF($G94>_xlfn.XLOOKUP($D94,GI!$C$77:$G$77,GI!$C$80:$G$80),($G94-_xlfn.XLOOKUP($D94,GI!$C$77:$G$77,GI!$C$80:$G$80))/4,0))\n*_xlfn.XLOOKUP(AC$6,Daten!$B$151:$M$151,Daten!$B$150:$M$150)*$Q94*24/1000)","v":0},0]
[{"$nulls":16},{"$f":"IF($P$3,P95,E95*F95)","v":0},{"$f":"IF($D95=\"\",0,(_xlfn.XLOOKUP($D95,Daten!$A$152:$A$154,_xlfn.XLOOKUP(R$6,Daten!$B$151:$M$151,Daten!$B$152:$M$154))\n+IF($G95>_xlfn.XLOOKUP($D95,GI!$C$77:$G$77,GI!$C$80:$G$80),($G95-_xlfn.XLOOKUP($D95,GI!$C$77:$G$77,GI!$C$80:$G$80))/4,0))\n*_xlfn.XLOOKUP(R$6,Daten!$B$151:$M$151,Daten!$B$150:$M$150)*$Q95*24/1000)","v":0},{"$f":"IF($D95=\"\",0,(_xlfn.XLOOKUP($D95,Daten!$A$152:$A$154,_xlfn.XLOOKUP(S$6,Daten!$B$151:$M$151,Daten!$B$152:$M$154))\n+IF($G95>_xlfn.XLOOKUP($D95,GI!$C$77:$G$77,GI!$C$80:$G$80),($G95-_xlfn.XLOOKUP($D95,GI!$C$77:$G$77,GI!$C$80:$G$80))/4,0))\n*_xlfn.XLOOKUP(S$6,Daten!$B$151:$M$151,Daten!$B$150:$M$150)*$Q95*24/1000)","v":0},{"$f":"IF($D95=\"\",0,(_xlfn.XLOOKUP($D95,Daten!$A$152:$A$154,_xlfn.XLOOKUP(T$6,Daten!$B$151:$M$151,Daten!$B$152:$M$154))\n+IF($G95>_xlfn.XLOOKUP($D95,GI!$C$77:$G$77,GI!$C$80:$G$80),($G95-_xlfn.XLOOKUP($D95,GI!$C$77:$G$77,GI!$C$80:$G$80))/4,0))\n*_xlfn.XLOOKUP(T$6,Daten!$B$151:$M$151,Daten!$B$150:$M$150)*$Q95*24/1000)","v":0},{"$f":"IF($D95=\"\",0,(_xlfn.XLOOKUP($D95,Daten!$A$152:$A$154,_xlfn.XLOOKUP(U$6,Daten!$B$151:$M$151,Daten!$B$152:$M$154))\n+IF($G95>_xlfn.XLOOKUP($D95,GI!$C$77:$G$77,GI!$C$80:$G$80),($G95-_xlfn.XLOOKUP($D95,GI!$C$77:$G$77,GI!$C$80:$G$80))/4,0))\n*_xlfn.XLOOKUP(U$6,Daten!$B$151:$M$151,Daten!$B$150:$M$150)*$Q95*24/1000)","v":0},{"$f":"IF($D95=\"\",0,(_xlfn.XLOOKUP($D95,Daten!$A$152:$A$154,_xlfn.XLOOKUP(V$6,Daten!$B$151:$M$151,Daten!$B$152:$M$154))\n+IF($G95>_xlfn.XLOOKUP($D95,GI!$C$77:$G$77,GI!$C$80:$G$80),($G95-_xlfn.XLOOKUP($D95,GI!$C$77:$G$77,GI!$C$80:$G$80))/4,0))\n*_xlfn.XLOOKUP(V$6,Daten!$B$151:$M$151,Daten!$B$150:$M$150)*$Q95*24/1000)","v":0},{"$f":"IF($D95=\"\",0,(_xlfn.XLOOKUP($D95,Daten!$A$152:$A$154,_xlfn.XLOOKUP(W$6,Daten!$B$151:$M$151,Daten!$B$152:$M$154))\n+IF($G95>_xlfn.XLOOKUP($D95,GI!$C$77:$G$77,GI!$C$80:$G$80),($G95-_xlfn.XLOOKUP($D95,GI!$C$77:$G$77,GI!$C$80:$G$80))/4,0))\n*_xlfn.XLOOKUP(W$6,Daten!$B$151:$M$151,Daten!$B$150:$M$150)*$Q95*24/1000)","v":0},{"$f":"IF($D95=\"\",0,(_xlfn.XLOOKUP($D95,Daten!$A$152:$A$154,_xlfn.XLOOKUP(X$6,Daten!$B$151:$M$151,Daten!$B$152:$M$154))\n+IF($G95>_xlfn.XLOOKUP($D95,GI!$C$77:$G$77,GI!$C$80:$G$80),($G95-_xlfn.XLOOKUP($D95,GI!$C$77:$G$77,GI!$C$80:$G$80))/4,0))\n*_xlfn.XLOOKUP(X$6,Daten!$B$151:$M$151,Daten!$B$150:$M$150)*$Q95*24/1000)","v":0},{"$f":"IF($D95=\"\",0,(_xlfn.XLOOKUP($D95,Daten!$A$152:$A$154,_xlfn.XLOOKUP(Y$6,Daten!$B$151:$M$151,Daten!$B$152:$M$154))\n+IF($G95>_xlfn.XLOOKUP($D95,GI!$C$77:$G$77,GI!$C$80:$G$80),($G95-_xlfn.XLOOKUP($D95,GI!$C$77:$G$77,GI!$C$80:$G$80))/4,0))\n*_xlfn.XLOOKUP(Y$6,Daten!$B$151:$M$151,Daten!$B$150:$M$150)*$Q95*24/1000)","v":0},{"$f":"IF($D95=\"\",0,(_xlfn.XLOOKUP($D95,Daten!$A$152:$A$154,_xlfn.XLOOKUP(Z$6,Daten!$B$151:$M$151,Daten!$B$152:$M$154))\n+IF($G95>_xlfn.XLOOKUP($D95,GI!$C$77:$G$77,GI!$C$80:$G$80),($G95-_xlfn.XLOOKUP($D95,GI!$C$77:$G$77,GI!$C$80:$G$80))/4,0))\n*_xlfn.XLOOKUP(Z$6,Daten!$B$151:$M$151,Daten!$B$150:$M$150)*$Q95*24/1000)","v":0},{"$f":"IF($D95=\"\",0,(_xlfn.XLOOKUP($D95,Daten!$A$152:$A$154,_xlfn.XLOOKUP(AA$6,Daten!$B$151:$M$151,Daten!$B$152:$M$154))\n+IF($G95>_xlfn.XLOOKUP($D95,GI!$C$77:$G$77,GI!$C$80:$G$80),($G95-_xlfn.XLOOKUP($D95,GI!$C$77:$G$77,GI!$C$80:$G$80))/4,0))\n*_xlfn.XLOOKUP(AA$6,Daten!$B$151:$M$151,Daten!$B$150:$M$150)*$Q95*24/1000)","v":0},{"$f":"IF($D95=\"\",0,(_xlfn.XLOOKUP($D95,Daten!$A$152:$A$154,_xlfn.XLOOKUP(AB$6,Daten!$B$151:$M$151,Daten!$B$152:$M$154))\n+IF($G95>_xlfn.XLOOKUP($D95,GI!$C$77:$G$77,GI!$C$80:$G$80),($G95-_xlfn.XLOOKUP($D95,GI!$C$77:$G$77,GI!$C$80:$G$80))/4,0))\n*_xlfn.XLOOKUP(AB$6,Daten!$B$151:$M$151,Daten!$B$150:$M$150)*$Q95*24/1000)","v":0},{"$f":"IF($D95=\"\",0,(_xlfn.XLOOKUP($D95,Daten!$A$152:$A$154,_xlfn.XLOOKUP(AC$6,Daten!$B$151:$M$151,Daten!$B$152:$M$154))\n+IF($G95>_xlfn.XLOOKUP($D95,GI!$C$77:$G$77,GI!$C$80:$G$80),($G95-_xlfn.XLOOKUP($D95,GI!$C$77:$G$77,GI!$C$80:$G$80))/4,0))\n*_xlfn.XLOOKUP(AC$6,Daten!$B$151:$M$151,Daten!$B$150:$M$150)*$Q95*24/1000)","v":0},0]
[{"$nulls":16},{"$f":"IF($P$3,P96,E96*F96)","v":0},{"$f":"IF($D96=\"\",0,(_xlfn.XLOOKUP($D96,Daten!$A$152:$A$154,_xlfn.XLOOKUP(R$6,Daten!$B$151:$M$151,Daten!$B$152:$M$154))\n+IF($G96>_xlfn.XLOOKUP($D96,GI!$C$77:$G$77,GI!$C$80:$G$80),($G96-_xlfn.XLOOKUP($D96,GI!$C$77:$G$77,GI!$C$80:$G$80))/4,0))\n*_xlfn.XLOOKUP(R$6,Daten!$B$151:$M$151,Daten!$B$150:$M$150)*$Q96*24/1000)","v":0},{"$f":"IF($D96=\"\",0,(_xlfn.XLOOKUP($D96,Daten!$A$152:$A$154,_xlfn.XLOOKUP(S$6,Daten!$B$151:$M$151,Daten!$B$152:$M$154))\n+IF($G96>_xlfn.XLOOKUP($D96,GI!$C$77:$G$77,GI!$C$80:$G$80),($G96-_xlfn.XLOOKUP($D96,GI!$C$77:$G$77,GI!$C$80:$G$80))/4,0))\n*_xlfn.XLOOKUP(S$6,Daten!$B$151:$M$151,Daten!$B$150:$M$150)*$Q96*24/1000)","v":0},{"$f":"IF($D96=\"\",0,(_xlfn.XLOOKUP($D96,Daten!$A$152:$A$154,_xlfn.XLOOKUP(T$6,Daten!$B$151:$M$151,Daten!$B$152:$M$154))\n+IF($G96>_xlfn.XLOOKUP($D96,GI!$C$77:$G$77,GI!$C$80:$G$80),($G96-_xlfn.XLOOKUP($D96,GI!$C$77:$G$77,GI!$C$80:$G$80))/4,0))\n*_xlfn.XLOOKUP(T$6,Daten!$B$151:$M$151,Daten!$B$150:$M$150)*$Q96*24/1000)","v":0},{"$f":"IF($D96=\"\",0,(_xlfn.XLOOKUP($D96,Daten!$A$152:$A$154,_xlfn.XLOOKUP(U$6,Daten!$B$151:$M$151,Daten!$B$152:$M$154))\n+IF($G96>_xlfn.XLOOKUP($D96,GI!$C$77:$G$77,GI!$C$80:$G$80),($G96-_xlfn.XLOOKUP($D96,GI!$C$77:$G$77,GI!$C$80:$G$80))/4,0))\n*_xlfn.XLOOKUP(U$6,Daten!$B$151:$M$151,Daten!$B$150:$M$150)*$Q96*24/1000)","v":0},{"$f":"IF($D96=\"\",0,(_xlfn.XLOOKUP($D96,Daten!$A$152:$A$154,_xlfn.XLOOKUP(V$6,Daten!$B$151:$M$151,Daten!$B$152:$M$154))\n+IF($G96>_xlfn.XLOOKUP($D96,GI!$C$77:$G$77,GI!$C$80:$G$80),($G96-_xlfn.XLOOKUP($D96,GI!$C$77:$G$77,GI!$C$80:$G$80))/4,0))\n*_xlfn.XLOOKUP(V$6,Daten!$B$151:$M$151,Daten!$B$150:$M$150)*$Q96*24/1000)","v":0},{"$f":"IF($D96=\"\",0,(_xlfn.XLOOKUP($D96,Daten!$A$152:$A$154,_xlfn.XLOOKUP(W$6,Daten!$B$151:$M$151,Daten!$B$152:$M$154))\n+IF($G96>_xlfn.XLOOKUP($D96,GI!$C$77:$G$77,GI!$C$80:$G$80),($G96-_xlfn.XLOOKUP($D96,GI!$C$77:$G$77,GI!$C$80:$G$80))/4,0))\n*_xlfn.XLOOKUP(W$6,Daten!$B$151:$M$151,Daten!$B$150:$M$150)*$Q96*24/1000)","v":0},{"$f":"IF($D96=\"\",0,(_xlfn.XLOOKUP($D96,Daten!$A$152:$A$154,_xlfn.XLOOKUP(X$6,Daten!$B$151:$M$151,Daten!$B$152:$M$154))\n+IF($G96>_xlfn.XLOOKUP($D96,GI!$C$77:$G$77,GI!$C$80:$G$80),($G96-_xlfn.XLOOKUP($D96,GI!$C$77:$G$77,GI!$C$80:$G$80))/4,0))\n*_xlfn.XLOOKUP(X$6,Daten!$B$151:$M$151,Daten!$B$150:$M$150)*$Q96*24/1000)","v":0},{"$f":"IF($D96=\"\",0,(_xlfn.XLOOKUP($D96,Daten!$A$152:$A$154,_xlfn.XLOOKUP(Y$6,Daten!$B$151:$M$151,Daten!$B$152:$M$154))\n+IF($G96>_xlfn.XLOOKUP($D96,GI!$C$77:$G$77,GI!$C$80:$G$80),($G96-_xlfn.XLOOKUP($D96,GI!$C$77:$G$77,GI!$C$80:$G$80))/4,0))\n*_xlfn.XLOOKUP(Y$6,Daten!$B$151:$M$151,Daten!$B$150:$M$150)*$Q96*24/1000)","v":0},{"$f":"IF($D96=\"\",0,(_xlfn.XLOOKUP($D96,Daten!$A$152:$A$154,_xlfn.XLOOKUP(Z$6,Daten!$B$151:$M$151,Daten!$B$152:$M$154))\n+IF($G96>_xlfn.XLOOKUP($D96,GI!$C$77:$G$77,GI!$C$80:$G$80),($G96-_xlfn.XLOOKUP($D96,GI!$C$77:$G$77,GI!$C$80:$G$80))/4,0))\n*_xlfn.XLOOKUP(Z$6,Daten!$B$151:$M$151,Daten!$B$150:$M$150)*$Q96*24/1000)","v":0},{"$f":"IF($D96=\"\",0,(_xlfn.XLOOKUP($D96,Daten!$A$152:$A$154,_xlfn.XLOOKUP(AA$6,Daten!$B$151:$M$151,Daten!$B$152:$M$154))\n+IF($G96>_xlfn.XLOOKUP($D96,GI!$C$77:$G$77,GI!$C$80:$G$80),($G96-_xlfn.XLOOKUP($D96,GI!$C$77:$G$77,GI!$C$80:$G$80))/4,0))\n*_xlfn.XLOOKUP(AA$6,Daten!$B$151:$M$151,Daten!$B$150:$M$150)*$Q96*24/1000)","v":0},{"$f":"IF($D96=\"\",0,(_xlfn.XLOOKUP($D96,Daten!$A$152:$A$154,_xlfn.XLOOKUP(AB$6,Daten!$B$151:$M$151,Daten!$B$152:$M$154))\n+IF($G96>_xlfn.XLOOKUP($D96,GI!$C$77:$G$77,GI!$C$80:$G$80),($G96-_xlfn.XLOOKUP($D96,GI!$C$77:$G$77,GI!$C$80:$G$80))/4,0))\n*_xlfn.XLOOKUP(AB$6,Daten!$B$151:$M$151,Daten!$B$150:$M$150)*$Q96*24/1000)","v":0},{"$f":"IF($D96=\"\",0,(_xlfn.XLOOKUP($D96,Daten!$A$152:$A$154,_xlfn.XLOOKUP(AC$6,Daten!$B$151:$M$151,Daten!$B$152:$M$154))\n+IF($G96>_xlfn.XLOOKUP($D96,GI!$C$77:$G$77,GI!$C$80:$G$80),($G96-_xlfn.XLOOKUP($D96,GI!$C$77:$G$77,GI!$C$80:$G$80))/4,0))\n*_xlfn.XLOOKUP(AC$6,Daten!$B$151:$M$151,Daten!$B$150:$M$150)*$Q96*24/1000)","v":0},0]
[{"$nulls":16},{"$f":"IF($P$3,P97,E97*F97)","v":0},{"$f":"IF($D97=\"\",0,(_xlfn.XLOOKUP($D97,Daten!$A$152:$A$154,_xlfn.XLOOKUP(R$6,Daten!$B$151:$M$151,Daten!$B$152:$M$154))\n+IF($G97>_xlfn.XLOOKUP($D97,GI!$C$77:$G$77,GI!$C$80:$G$80),($G97-_xlfn.XLOOKUP($D97,GI!$C$77:$G$77,GI!$C$80:$G$80))/4,0))\n*_xlfn.XLOOKUP(R$6,Daten!$B$151:$M$151,Daten!$B$150:$M$150)*$Q97*24/1000)","v":0},{"$f":"IF($D97=\"\",0,(_xlfn.XLOOKUP($D97,Daten!$A$152:$A$154,_xlfn.XLOOKUP(S$6,Daten!$B$151:$M$151,Daten!$B$152:$M$154))\n+IF($G97>_xlfn.XLOOKUP($D97,GI!$C$77:$G$77,GI!$C$80:$G$80),($G97-_xlfn.XLOOKUP($D97,GI!$C$77:$G$77,GI!$C$80:$G$80))/4,0))\n*_xlfn.XLOOKUP(S$6,Daten!$B$151:$M$151,Daten!$B$150:$M$150)*$Q97*24/1000)","v":0},{"$f":"IF($D97=\"\",0,(_xlfn.XLOOKUP($D97,Daten!$A$152:$A$154,_xlfn.XLOOKUP(T$6,Daten!$B$151:$M$151,Daten!$B$152:$M$154))\n+IF($G97>_xlfn.XLOOKUP($D97,GI!$C$77:$G$77,GI!$C$80:$G$80),($G97-_xlfn.XLOOKUP($D97,GI!$C$77:$G$77,GI!$C$80:$G$80))/4,0))\n*_xlfn.XLOOKUP(T$6,Daten!$B$151:$M$151,Daten!$B$150:$M$150)*$Q97*24/1000)","v":0},{"$f":"IF($D97=\"\",0,(_xlfn.XLOOKUP($D97,Daten!$A$152:$A$154,_xlfn.XLOOKUP(U$6,Daten!$B$151:$M$151,Daten!$B$152:$M$154))\n+IF($G97>_xlfn.XLOOKUP($D97,GI!$C$77:$G$77,GI!$C$80:$G$80),($G97-_xlfn.XLOOKUP($D97,GI!$C$77:$G$77,GI!$C$80:$G$80))/4,0))\n*_xlfn.XLOOKUP(U$6,Daten!$B$151:$M$151,Daten!$B$150:$M$150)*$Q97*24/1000)","v":0},{"$f":"IF($D97=\"\",0,(_xlfn.XLOOKUP($D97,Daten!$A$152:$A$154,_xlfn.XLOOKUP(V$6,Daten!$B$151:$M$151,Daten!$B$152:$M$154))\n+IF($G97>_xlfn.XLOOKUP($D97,GI!$C$77:$G$77,GI!$C$80:$G$80),($G97-_xlfn.XLOOKUP($D97,GI!$C$77:$G$77,GI!$C$80:$G$80))/4,0))\n*_xlfn.XLOOKUP(V$6,Daten!$B$151:$M$151,Daten!$B$150:$M$150)*$Q97*24/1000)","v":0},{"$f":"IF($D97=\"\",0,(_xlfn.XLOOKUP($D97,Daten!$A$152:$A$154,_xlfn.XLOOKUP(W$6,Daten!$B$151:$M$151,Daten!$B$152:$M$154))\n+IF($G97>_xlfn.XLOOKUP($D97,GI!$C$77:$G$77,GI!$C$80:$G$80),($G97-_xlfn.XLOOKUP($D97,GI!$C$77:$G$77,GI!$C$80:$G$80))/4,0))\n*_xlfn.XLOOKUP(W$6,Daten!$B$151:$M$151,Daten!$B$150:$M$150)*$Q97*24/1000)","v":0},{"$f":"IF($D97=\"\",0,(_xlfn.XLOOKUP($D97,Daten!$A$152:$A$154,_xlfn.XLOOKUP(X$6,Daten!$B$151:$M$151,Daten!$B$152:$M$154))\n+IF($G97>_xlfn.XLOOKUP($D97,GI!$C$77:$G$77,GI!$C$80:$G$80),($G97-_xlfn.XLOOKUP($D97,GI!$C$77:$G$77,GI!$C$80:$G$80))/4,0))\n*_xlfn.XLOOKUP(X$6,Daten!$B$151:$M$151,Daten!$B$150:$M$150)*$Q97*24/1000)","v":0},{"$f":"IF($D97=\"\",0,(_xlfn.XLOOKUP($D97,Daten!$A$152:$A$154,_xlfn.XLOOKUP(Y$6,Daten!$B$151:$M$151,Daten!$B$152:$M$154))\n+IF($G97>_xlfn.XLOOKUP($D97,GI!$C$77:$G$77,GI!$C$80:$G$80),($G97-_xlfn.XLOOKUP($D97,GI!$C$77:$G$77,GI!$C$80:$G$80))/4,0))\n*_xlfn.XLOOKUP(Y$6,Daten!$B$151:$M$151,Daten!$B$150:$M$150)*$Q97*24/1000)","v":0},{"$f":"IF($D97=\"\",0,(_xlfn.XLOOKUP($D97,Daten!$A$152:$A$154,_xlfn.XLOOKUP(Z$6,Daten!$B$151:$M$151,Daten!$B$152:$M$154))\n+IF($G97>_xlfn.XLOOKUP($D97,GI!$C$77:$G$77,GI!$C$80:$G$80),($G97-_xlfn.XLOOKUP($D97,GI!$C$77:$G$77,GI!$C$80:$G$80))/4,0))\n*_xlfn.XLOOKUP(Z$6,Daten!$B$151:$M$151,Daten!$B$150:$M$150)*$Q97*24/1000)","v":0},{"$f":"IF($D97=\"\",0,(_xlfn.XLOOKUP($D97,Daten!$A$152:$A$154,_xlfn.XLOOKUP(AA$6,Daten!$B$151:$M$151,Daten!$B$152:$M$154))\n+IF($G97>_xlfn.XLOOKUP($D97,GI!$C$77:$G$77,GI!$C$80:$G$80),($G97-_xlfn.XLOOKUP($D97,GI!$C$77:$G$77,GI!$C$80:$G$80))/4,0))\n*_xlfn.XLOOKUP(AA$6,Daten!$B$151:$M$151,Daten!$B$150:$M$150)*$Q97*24/1000)","v":0},{"$f":"IF($D97=\"\",0,(_xlfn.XLOOKUP($D97,Daten!$A$152:$A$154,_xlfn.XLOOKUP(AB$6,Daten!$B$151:$M$151,Daten!$B$152:$M$154))\n+IF($G97>_xlfn.XLOOKUP($D97,GI!$C$77:$G$77,GI!$C$80:$G$80),($G97-_xlfn.XLOOKUP($D97,GI!$C$77:$G$77,GI!$C$80:$G$80))/4,0))\n*_xlfn.XLOOKUP(AB$6,Daten!$B$151:$M$151,Daten!$B$150:$M$150)*$Q97*24/1000)","v":0},{"$f":"IF($D97=\"\",0,(_xlfn.XLOOKUP($D97,Daten!$A$152:$A$154,_xlfn.XLOOKUP(AC$6,Daten!$B$151:$M$151,Daten!$B$152:$M$154))\n+IF($G97>_xlfn.XLOOKUP($D97,GI!$C$77:$G$77,GI!$C$80:$G$80),($G97-_xlfn.XLOOKUP($D97,GI!$C$77:$G$77,GI!$C$80:$G$80))/4,0))\n*_xlfn.XLOOKUP(AC$6,Daten!$B$151:$M$151,Daten!$B$150:$M$150)*$Q97*24/1000)","v":0},0]
[]
[null,null,"1.5.1 Fotos, Beschreibungen und Bemerkungen"]
[null,null,"Freitext. "]
[]
[null,"2 Bauteile gegen unbeheizte Räume und Erdreich",{"$nulls":47},"Kommentare:"]
[null,null,"2.1 Estrichböden gg. unbeheizt/Erdreich",{"$nulls":10},"Summe erfasster Flächen [m²]",{"$f":"SUM(E104:E108)","v":0},null,"! Andere Formel..."]
[{"$nulls":7},{"$f":"IF(NOT(ISBLANK(C104)),1,\"\")","v":""},{"$nulls":8},{"$f":"IF($P$3,P104,E104*F104*IF(AND(H104>0,H104<1),H104,1))","v":0},{"$f":"IF($D104=\"\",0,(_xlfn.XLOOKUP($D104,Daten!$A$152:$A$154,_xlfn.XLOOKUP(R$6,Daten!$B$151:$M$151,Daten!$B$152:$M$154))\n+IF($G104>_xlfn.XLOOKUP($D104,GI!$C$77:$G$77,GI!$C$80:$G$80),($G104-_xlfn.XLOOKUP($D104,GI!$C$77:$G$77,GI!$C$80:$G$80))/4,0))\n*_xlfn.XLOOKUP(R$6,Daten!$B$151:$M$151,Daten!$B$150:$M$150)*$Q104*24/1000)","v":0},{"$f":"IF($D104=\"\",0,(_xlfn.XLOOKUP($D104,Daten!$A$152:$A$154,_xlfn.XLOOKUP(S$6,Daten!$B$151:$M$151,Daten!$B$152:$M$154))\n+IF($G104>_xlfn.XLOOKUP($D104,GI!$C$77:$G$77,GI!$C$80:$G$80),($G104-_xlfn.XLOOKUP($D104,GI!$C$77:$G$77,GI!$C$80:$G$80))/4,0))\n*_xlfn.XLOOKUP(S$6,Daten!$B$151:$M$151,Daten!$B$150:$M$150)*$Q104*24/1000)","v":0},{"$f":"IF($D104=\"\",0,(_xlfn.XLOOKUP($D104,Daten!$A$152:$A$154,_xlfn.XLOOKUP(T$6,Daten!$B$151:$M$151,Daten!$B$152:$M$154))\n+IF($G104>_xlfn.XLOOKUP($D104,GI!$C$77:$G$77,GI!$C$80:$G$80),($G104-_xlfn.XLOOKUP($D104,GI!$C$77:$G$77,GI!$C$80:$G$80))/4,0))\n*_xlfn.XLOOKUP(T$6,Daten!$B$151:$M$151,Daten!$B$150:$M$150)*$Q104*24/1000)","v":0},{"$f":"IF($D104=\"\",0,(_xlfn.XLOOKUP($D104,Daten!$A$152:$A$154,_xlfn.XLOOKUP(U$6,Daten!$B$151:$M$151,Daten!$B$152:$M$154))\n+IF($G104>_xlfn.XLOOKUP($D104,GI!$C$77:$G$77,GI!$C$80:$G$80),($G104-_xlfn.XLOOKUP($D104,GI!$C$77:$G$77,GI!$C$80:$G$80))/4,0))\n*_xlfn.XLOOKUP(U$6,Daten!$B$151:$M$151,Daten!$B$150:$M$150)*$Q104*24/1000)","v":0},{"$f":"IF($D104=\"\",0,(_xlfn.XLOOKUP($D104,Daten!$A$152:$A$154,_xlfn.XLOOKUP(V$6,Daten!$B$151:$M$151,Daten!$B$152:$M$154))\n+IF($G104>_xlfn.XLOOKUP($D104,GI!$C$77:$G$77,GI!$C$80:$G$80),($G104-_xlfn.XLOOKUP($D104,GI!$C$77:$G$77,GI!$C$80:$G$80))/4,0))\n*_xlfn.XLOOKUP(V$6,Daten!$B$151:$M$151,Daten!$B$150:$M$150)*$Q104*24/1000)","v":0},{"$f":"IF($D104=\"\",0,(_xlfn.XLOOKUP($D104,Daten!$A$152:$A$154,_xlfn.XLOOKUP(W$6,Daten!$B$151:$M$151,Daten!$B$152:$M$154))\n+IF($G104>_xlfn.XLOOKUP($D104,GI!$C$77:$G$77,GI!$C$80:$G$80),($G104-_xlfn.XLOOKUP($D104,GI!$C$77:$G$77,GI!$C$80:$G$80))/4,0))\n*_xlfn.XLOOKUP(W$6,Daten!$B$151:$M$151,Daten!$B$150:$M$150)*$Q104*24/1000)","v":0},{"$f":"IF($D104=\"\",0,(_xlfn.XLOOKUP($D104,Daten!$A$152:$A$154,_xlfn.XLOOKUP(X$6,Daten!$B$151:$M$151,Daten!$B$152:$M$154))\n+IF($G104>_xlfn.XLOOKUP($D104,GI!$C$77:$G$77,GI!$C$80:$G$80),($G104-_xlfn.XLOOKUP($D104,GI!$C$77:$G$77,GI!$C$80:$G$80))/4,0))\n*_xlfn.XLOOKUP(X$6,Daten!$B$151:$M$151,Daten!$B$150:$M$150)*$Q104*24/1000)","v":0},{"$f":"IF($D104=\"\",0,(_xlfn.XLOOKUP($D104,Daten!$A$152:$A$154,_xlfn.XLOOKUP(Y$6,Daten!$B$151:$M$151,Daten!$B$152:$M$154))\n+IF($G104>_xlfn.XLOOKUP($D104,GI!$C$77:$G$77,GI!$C$80:$G$80),($G104-_xlfn.XLOOKUP($D104,GI!$C$77:$G$77,GI!$C$80:$G$80))/4,0))\n*_xlfn.XLOOKUP(Y$6,Daten!$B$151:$M$151,Daten!$B$150:$M$150)*$Q104*24/1000)","v":0},{"$f":"IF($D104=\"\",0,(_xlfn.XLOOKUP($D104,Daten!$A$152:$A$154,_xlfn.XLOOKUP(Z$6,Daten!$B$151:$M$151,Daten!$B$152:$M$154))\n+IF($G104>_xlfn.XLOOKUP($D104,GI!$C$77:$G$77,GI!$C$80:$G$80),($G104-_xlfn.XLOOKUP($D104,GI!$C$77:$G$77,GI!$C$80:$G$80))/4,0))\n*_xlfn.XLOOKUP(Z$6,Daten!$B$151:$M$151,Daten!$B$150:$M$150)*$Q104*24/1000)","v":0},{"$f":"IF($D104=\"\",0,(_xlfn.XLOOKUP($D104,Daten!$A$152:$A$154,_xlfn.XLOOKUP(AA$6,Daten!$B$151:$M$151,Daten!$B$152:$M$154))\n+IF($G104>_xlfn.XLOOKUP($D104,GI!$C$77:$G$77,GI!$C$80:$G$80),($G104-_xlfn.XLOOKUP($D104,GI!$C$77:$G$77,GI!$C$80:$G$80))/4,0))\n*_xlfn.XLOOKUP(AA$6,Daten!$B$151:$M$151,Daten!$B$150:$M$150)*$Q104*24/1000)","v":0},{"$f":"IF($D104=\"\",0,(_xlfn.XLOOKUP($D104,Daten!$A$152:$A$154,_xlfn.XLOOKUP(AB$6,Daten!$B$151:$M$151,Daten!$B$152:$M$154))\n+IF($G104>_xlfn.XLOOKUP($D104,GI!$C$77:$G$77,GI!$C$80:$G$80),($G104-_xlfn.XLOOKUP($D104,GI!$C$77:$G$77,GI!$C$80:$G$80))/4,0))\n*_xlfn.XLOOKUP(AB$6,Daten!$B$151:$M$151,Daten!$B$150:$M$150)*$Q104*24/1000)","v":0},{"$f":"IF($D104=\"\",0,(_xlfn.XLOOKUP($D104,Daten!$A$152:$A$154,_xlfn.XLOOKUP(AC$6,Daten!$B$151:$M$151,Daten!$B$152:$M$154))\n+IF($G104>_xlfn.XLOOKUP($D104,GI!$C$77:$G$77,GI!$C$80:$G$80),($G104-_xlfn.XLOOKUP($D104,GI!$C$77:$G$77,GI!$C$80:$G$80))/4,0))\n*_xlfn.XLOOKUP(AC$6,Daten!$B$151:$M$151,Daten!$B$150:$M$150)*$Q104*24/1000)","v":0},{"$f":"SUM(R104:AC104)","v":0}]
[{"$nulls":7},{"$f":"IF(NOT(ISBLANK(C105)),1,\"\")","v":""},{"$nulls":8},{"$f":"IF($P$3,P105,E105*F105*IF(AND(H105>0,H105<1),H105,1))","v":0},{"$f":"IF($D105=\"\",0,(_xlfn.XLOOKUP($D105,Daten!$A$152:$A$154,_xlfn.XLOOKUP(R$6,Daten!$B$151:$M$151,Daten!$B$152:$M$154))\n+IF($G105>_xlfn.XLOOKUP($D105,GI!$C$77:$G$77,GI!$C$80:$G$80),($G105-_xlfn.XLOOKUP($D105,GI!$C$77:$G$77,GI!$C$80:$G$80))/4,0))\n*_xlfn.XLOOKUP(R$6,Daten!$B$151:$M$151,Daten!$B$150:$M$150)*$Q105*24/1000)","v":0},{"$f":"IF($D105=\"\",0,(_xlfn.XLOOKUP($D105,Daten!$A$152:$A$154,_xlfn.XLOOKUP(S$6,Daten!$B$151:$M$151,Daten!$B$152:$M$154))\n+IF($G105>_xlfn.XLOOKUP($D105,GI!$C$77:$G$77,GI!$C$80:$G$80),($G105-_xlfn.XLOOKUP($D105,GI!$C$77:$G$77,GI!$C$80:$G$80))/4,0))\n*_xlfn.XLOOKUP(S$6,Daten!$B$151:$M$151,Daten!$B$150:$M$150)*$Q105*24/1000)","v":0},{"$f":"IF($D105=\"\",0,(_xlfn.XLOOKUP($D105,Daten!$A$152:$A$154,_xlfn.XLOOKUP(T$6,Daten!$B$151:$M$151,Daten!$B$152:$M$154))\n+IF($G105>_xlfn.XLOOKUP($D105,GI!$C$77:$G$77,GI!$C$80:$G$80),($G105-_xlfn.XLOOKUP($D105,GI!$C$77:$G$77,GI!$C$80:$G$80))/4,0))\n*_xlfn.XLOOKUP(T$6,Daten!$B$151:$M$151,Daten!$B$150:$M$150)*$Q105*24/1000)","v":0},{"$f":"IF($D105=\"\",0,(_xlfn.XLOOKUP($D105,Daten!$A$152:$A$154,_xlfn.XLOOKUP(U$6,Daten!$B$151:$M$151,Daten!$B$152:$M$154))\n+IF($G105>_xlfn.XLOOKUP($D105,GI!$C$77:$G$77,GI!$C$80:$G$80),($G105-_xlfn.XLOOKUP($D105,GI!$C$77:$G$77,GI!$C$80:$G$80))/4,0))\n*_xlfn.XLOOKUP(U$6,Daten!$B$151:$M$151,Daten!$B$150:$M$150)*$Q105*24/1000)","v":0},{"$f":"IF($D105=\"\",0,(_xlfn.XLOOKUP($D105,Daten!$A$152:$A$154,_xlfn.XLOOKUP(V$6,Daten!$B$151:$M$151,Daten!$B$152:$M$154))\n+IF($G105>_xlfn.XLOOKUP($D105,GI!$C$77:$G$77,GI!$C$80:$G$80),($G105-_xlfn.XLOOKUP($D105,GI!$C$77:$G$77,GI!$C$80:$G$80))/4,0))\n*_xlfn.XLOOKUP(V$6,Daten!$B$151:$M$151,Daten!$B$150:$M$150)*$Q105*24/1000)","v":0},{"$f":"IF($D105=\"\",0,(_xlfn.XLOOKUP($D105,Daten!$A$152:$A$154,_xlfn.XLOOKUP(W$6,Daten!$B$151:$M$151,Daten!$B$152:$M$154))\n+IF($G105>_xlfn.XLOOKUP($D105,GI!$C$77:$G$77,GI!$C$80:$G$80),($G105-_xlfn.XLOOKUP($D105,GI!$C$77:$G$77,GI!$C$80:$G$80))/4,0))\n*_xlfn.XLOOKUP(W$6,Daten!$B$151:$M$151,Daten!$B$150:$M$150)*$Q105*24/1000)","v":0},{"$f":"IF($D105=\"\",0,(_xlfn.XLOOKUP($D105,Daten!$A$152:$A$154,_xlfn.XLOOKUP(X$6,Daten!$B$151:$M$151,Daten!$B$152:$M$154))\n+IF($G105>_xlfn.XLOOKUP($D105,GI!$C$77:$G$77,GI!$C$80:$G$80),($G105-_xlfn.XLOOKUP($D105,GI!$C$77:$G$77,GI!$C$80:$G$80))/4,0))\n*_xlfn.XLOOKUP(X$6,Daten!$B$151:$M$151,Daten!$B$150:$M$150)*$Q105*24/1000)","v":0},{"$f":"IF($D105=\"\",0,(_xlfn.XLOOKUP($D105,Daten!$A$152:$A$154,_xlfn.XLOOKUP(Y$6,Daten!$B$151:$M$151,Daten!$B$152:$M$154))\n+IF($G105>_xlfn.XLOOKUP($D105,GI!$C$77:$G$77,GI!$C$80:$G$80),($G105-_xlfn.XLOOKUP($D105,GI!$C$77:$G$77,GI!$C$80:$G$80))/4,0))\n*_xlfn.XLOOKUP(Y$6,Daten!$B$151:$M$151,Daten!$B$150:$M$150)*$Q105*24/1000)","v":0},{"$f":"IF($D105=\"\",0,(_xlfn.XLOOKUP($D105,Daten!$A$152:$A$154,_xlfn.XLOOKUP(Z$6,Daten!$B$151:$M$151,Daten!$B$152:$M$154))\n+IF($G105>_xlfn.XLOOKUP($D105,GI!$C$77:$G$77,GI!$C$80:$G$80),($G105-_xlfn.XLOOKUP($D105,GI!$C$77:$G$77,GI!$C$80:$G$80))/4,0))\n*_xlfn.XLOOKUP(Z$6,Daten!$B$151:$M$151,Daten!$B$150:$M$150)*$Q105*24/1000)","v":0},{"$f":"IF($D105=\"\",0,(_xlfn.XLOOKUP($D105,Daten!$A$152:$A$154,_xlfn.XLOOKUP(AA$6,Daten!$B$151:$M$151,Daten!$B$152:$M$154))\n+IF($G105>_xlfn.XLOOKUP($D105,GI!$C$77:$G$77,GI!$C$80:$G$80),($G105-_xlfn.XLOOKUP($D105,GI!$C$77:$G$77,GI!$C$80:$G$80))/4,0))\n*_xlfn.XLOOKUP(AA$6,Daten!$B$151:$M$151,Daten!$B$150:$M$150)*$Q105*24/1000)","v":0},{"$f":"IF($D105=\"\",0,(_xlfn.XLOOKUP($D105,Daten!$A$152:$A$154,_xlfn.XLOOKUP(AB$6,Daten!$B$151:$M$151,Daten!$B$152:$M$154))\n+IF($G105>_xlfn.XLOOKUP($D105,GI!$C$77:$G$77,GI!$C$80:$G$80),($G105-_xlfn.XLOOKUP($D105,GI!$C$77:$G$77,GI!$C$80:$G$80))/4,0))\n*_xlfn.XLOOKUP(AB$6,Daten!$B$151:$M$151,Daten!$B$150:$M$150)*$Q105*24/1000)","v":0},{"$f":"IF($D105=\"\",0,(_xlfn.XLOOKUP($D105,Daten!$A$152:$A$154,_xlfn.XLOOKUP(AC$6,Daten!$B$151:$M$151,Daten!$B$152:$M$154))\n+IF($G105>_xlfn.XLOOKUP($D105,GI!$C$77:$G$77,GI!$C$80:$G$80),($G105-_xlfn.XLOOKUP($D105,GI!$C$77:$G$77,GI!$C$80:$G$80))/4,0))\n*_xlfn.XLOOKUP(AC$6,Daten!$B$151:$M$151,Daten!$B$150:$M$150)*$Q105*24/1000)","v":0},0]
[{"$nulls":7},"",{"$nulls":8},{"$f":"IF($P$3,P106,E106*F106*IF(AND(H106>0,H106<1),H106,1))","v":0},{"$f":"IF($D106=\"\",0,(_xlfn.XLOOKUP($D106,Daten!$A$152:$A$154,_xlfn.XLOOKUP(R$6,Daten!$B$151:$M$151,Daten!$B$152:$M$154))\n+IF($G106>_xlfn.XLOOKUP($D106,GI!$C$77:$G$77,GI!$C$80:$G$80),($G106-_xlfn.XLOOKUP($D106,GI!$C$77:$G$77,GI!$C$80:$G$80))/4,0))\n*_xlfn.XLOOKUP(R$6,Daten!$B$151:$M$151,Daten!$B$150:$M$150)*$Q106*24/1000)","v":0},{"$f":"IF($D106=\"\",0,(_xlfn.XLOOKUP($D106,Daten!$A$152:$A$154,_xlfn.XLOOKUP(S$6,Daten!$B$151:$M$151,Daten!$B$152:$M$154))\n+IF($G106>_xlfn.XLOOKUP($D106,GI!$C$77:$G$77,GI!$C$80:$G$80),($G106-_xlfn.XLOOKUP($D106,GI!$C$77:$G$77,GI!$C$80:$G$80))/4,0))\n*_xlfn.XLOOKUP(S$6,Daten!$B$151:$M$151,Daten!$B$150:$M$150)*$Q106*24/1000)","v":0},{"$f":"IF($D106=\"\",0,(_xlfn.XLOOKUP($D106,Daten!$A$152:$A$154,_xlfn.XLOOKUP(T$6,Daten!$B$151:$M$151,Daten!$B$152:$M$154))\n+IF($G106>_xlfn.XLOOKUP($D106,GI!$C$77:$G$77,GI!$C$80:$G$80),($G106-_xlfn.XLOOKUP($D106,GI!$C$77:$G$77,GI!$C$80:$G$80))/4,0))\n*_xlfn.XLOOKUP(T$6,Daten!$B$151:$M$151,Daten!$B$150:$M$150)*$Q106*24/1000)","v":0},{"$f":"IF($D106=\"\",0,(_xlfn.XLOOKUP($D106,Daten!$A$152:$A$154,_xlfn.XLOOKUP(U$6,Daten!$B$151:$M$151,Daten!$B$152:$M$154))\n+IF($G106>_xlfn.XLOOKUP($D106,GI!$C$77:$G$77,GI!$C$80:$G$80),($G106-_xlfn.XLOOKUP($D106,GI!$C$77:$G$77,GI!$C$80:$G$80))/4,0))\n*_xlfn.XLOOKUP(U$6,Daten!$B$151:$M$151,Daten!$B$150:$M$150)*$Q106*24/1000)","v":0},{"$f":"IF($D106=\"\",0,(_xlfn.XLOOKUP($D106,Daten!$A$152:$A$154,_xlfn.XLOOKUP(V$6,Daten!$B$151:$M$151,Daten!$B$152:$M$154))\n+IF($G106>_xlfn.XLOOKUP($D106,GI!$C$77:$G$77,GI!$C$80:$G$80),($G106-_xlfn.XLOOKUP($D106,GI!$C$77:$G$77,GI!$C$80:$G$80))/4,0))\n*_xlfn.XLOOKUP(V$6,Daten!$B$151:$M$151,Daten!$B$150:$M$150)*$Q106*24/1000)","v":0},{"$f":"IF($D106=\"\",0,(_xlfn.XLOOKUP($D106,Daten!$A$152:$A$154,_xlfn.XLOOKUP(W$6,Daten!$B$151:$M$151,Daten!$B$152:$M$154))\n+IF($G106>_xlfn.XLOOKUP($D106,GI!$C$77:$G$77,GI!$C$80:$G$80),($G106-_xlfn.XLOOKUP($D106,GI!$C$77:$G$77,GI!$C$80:$G$80))/4,0))\n*_xlfn.XLOOKUP(W$6,Daten!$B$151:$M$151,Daten!$B$150:$M$150)*$Q106*24/1000)","v":0},{"$f":"IF($D106=\"\",0,(_xlfn.XLOOKUP($D106,Daten!$A$152:$A$154,_xlfn.XLOOKUP(X$6,Daten!$B$151:$M$151,Daten!$B$152:$M$154))\n+IF($G106>_xlfn.XLOOKUP($D106,GI!$C$77:$G$77,GI!$C$80:$G$80),($G106-_xlfn.XLOOKUP($D106,GI!$C$77:$G$77,GI!$C$80:$G$80))/4,0))\n*_xlfn.XLOOKUP(X$6,Daten!$B$151:$M$151,Daten!$B$150:$M$150)*$Q106*24/1000)","v":0},{"$f":"IF($D106=\"\",0,(_xlfn.XLOOKUP($D106,Daten!$A$152:$A$154,_xlfn.XLOOKUP(Y$6,Daten!$B$151:$M$151,Daten!$B$152:$M$154))\n+IF($G106>_xlfn.XLOOKUP($D106,GI!$C$77:$G$77,GI!$C$80:$G$80),($G106-_xlfn.XLOOKUP($D106,GI!$C$77:$G$77,GI!$C$80:$G$80))/4,0))\n*_xlfn.XLOOKUP(Y$6,Daten!$B$151:$M$151,Daten!$B$150:$M$150)*$Q106*24/1000)","v":0},{"$f":"IF($D106=\"\",0,(_xlfn.XLOOKUP($D106,Daten!$A$152:$A$154,_xlfn.XLOOKUP(Z$6,Daten!$B$151:$M$151,Daten!$B$152:$M$154))\n+IF($G106>_xlfn.XLOOKUP($D106,GI!$C$77:$G$77,GI!$C$80:$G$80),($G106-_xlfn.XLOOKUP($D106,GI!$C$77:$G$77,GI!$C$80:$G$80))/4,0))\n*_xlfn.XLOOKUP(Z$6,Daten!$B$151:$M$151,Daten!$B$150:$M$150)*$Q106*24/1000)","v":0},{"$f":"IF($D106=\"\",0,(_xlfn.XLOOKUP($D106,Daten!$A$152:$A$154,_xlfn.XLOOKUP(AA$6,Daten!$B$151:$M$151,Daten!$B$152:$M$154))\n+IF($G106>_xlfn.XLOOKUP($D106,GI!$C$77:$G$77,GI!$C$80:$G$80),($G106-_xlfn.XLOOKUP($D106,GI!$C$77:$G$77,GI!$C$80:$G$80))/4,0))\n*_xlfn.XLOOKUP(AA$6,Daten!$B$151:$M$151,Daten!$B$150:$M$150)*$Q106*24/1000)","v":0},{"$f":"IF($D106=\"\",0,(_xlfn.XLOOKUP($D106,Daten!$A$152:$A$154,_xlfn.XLOOKUP(AB$6,Daten!$B$151:$M$151,Daten!$B$152:$M$154))\n+IF($G106>_xlfn.XLOOKUP($D106,GI!$C$77:$G$77,GI!$C$80:$G$80),($G106-_xlfn.XLOOKUP($D106,GI!$C$77:$G$77,GI!$C$80:$G$80))/4,0))\n*_xlfn.XLOOKUP(AB$6,Daten!$B$151:$M$151,Daten!$B$150:$M$150)*$Q106*24/1000)","v":0},{"$f":"IF($D106=\"\",0,(_xlfn.XLOOKUP($D106,Daten!$A$152:$A$154,_xlfn.XLOOKUP(AC$6,Daten!$B$151:$M$151,Daten!$B$152:$M$154))\n+IF($G106>_xlfn.XLOOKUP($D106,GI!$C$77:$G$77,GI!$C$80:$G$80),($G106-_xlfn.XLOOKUP($D106,GI!$C$77:$G$77,GI!$C$80:$G$80))/4,0))\n*_xlfn.XLOOKUP(AC$6,Daten!$B$151:$M$151,Daten!$B$150:$M$150)*$Q106*24/1000)","v":0},0]
[{"$nulls":7},"",{"$nulls":8},{"$f":"IF($P$3,P107,E107*F107*IF(AND(H107>0,H107<1),H107,1))","v":0},{"$f":"IF($D107=\"\",0,(_xlfn.XLOOKUP($D107,Daten!$A$152:$A$154,_xlfn.XLOOKUP(R$6,Daten!$B$151:$M$151,Daten!$B$152:$M$154))\n+IF($G107>_xlfn.XLOOKUP($D107,GI!$C$77:$G$77,GI!$C$80:$G$80),($G107-_xlfn.XLOOKUP($D107,GI!$C$77:$G$77,GI!$C$80:$G$80))/4,0))\n*_xlfn.XLOOKUP(R$6,Daten!$B$151:$M$151,Daten!$B$150:$M$150)*$Q107*24/1000)","v":0},{"$f":"IF($D107=\"\",0,(_xlfn.XLOOKUP($D107,Daten!$A$152:$A$154,_xlfn.XLOOKUP(S$6,Daten!$B$151:$M$151,Daten!$B$152:$M$154))\n+IF($G107>_xlfn.XLOOKUP($D107,GI!$C$77:$G$77,GI!$C$80:$G$80),($G107-_xlfn.XLOOKUP($D107,GI!$C$77:$G$77,GI!$C$80:$G$80))/4,0))\n*_xlfn.XLOOKUP(S$6,Daten!$B$151:$M$151,Daten!$B$150:$M$150)*$Q107*24/1000)","v":0},{"$f":"IF($D107=\"\",0,(_xlfn.XLOOKUP($D107,Daten!$A$152:$A$154,_xlfn.XLOOKUP(T$6,Daten!$B$151:$M$151,Daten!$B$152:$M$154))\n+IF($G107>_xlfn.XLOOKUP($D107,GI!$C$77:$G$77,GI!$C$80:$G$80),($G107-_xlfn.XLOOKUP($D107,GI!$C$77:$G$77,GI!$C$80:$G$80))/4,0))\n*_xlfn.XLOOKUP(T$6,Daten!$B$151:$M$151,Daten!$B$150:$M$150)*$Q107*24/1000)","v":0},{"$f":"IF($D107=\"\",0,(_xlfn.XLOOKUP($D107,Daten!$A$152:$A$154,_xlfn.XLOOKUP(U$6,Daten!$B$151:$M$151,Daten!$B$152:$M$154))\n+IF($G107>_xlfn.XLOOKUP($D107,GI!$C$77:$G$77,GI!$C$80:$G$80),($G107-_xlfn.XLOOKUP($D107,GI!$C$77:$G$77,GI!$C$80:$G$80))/4,0))\n*_xlfn.XLOOKUP(U$6,Daten!$B$151:$M$151,Daten!$B$150:$M$150)*$Q107*24/1000)","v":0},{"$f":"IF($D107=\"\",0,(_xlfn.XLOOKUP($D107,Daten!$A$152:$A$154,_xlfn.XLOOKUP(V$6,Daten!$B$151:$M$151,Daten!$B$152:$M$154))\n+IF($G107>_xlfn.XLOOKUP($D107,GI!$C$77:$G$77,GI!$C$80:$G$80),($G107-_xlfn.XLOOKUP($D107,GI!$C$77:$G$77,GI!$C$80:$G$80))/4,0))\n*_xlfn.XLOOKUP(V$6,Daten!$B$151:$M$151,Daten!$B$150:$M$150)*$Q107*24/1000)","v":0},{"$f":"IF($D107=\"\",0,(_xlfn.XLOOKUP($D107,Daten!$A$152:$A$154,_xlfn.XLOOKUP(W$6,Daten!$B$151:$M$151,Daten!$B$152:$M$154))\n+IF($G107>_xlfn.XLOOKUP($D107,GI!$C$77:$G$77,GI!$C$80:$G$80),($G107-_xlfn.XLOOKUP($D107,GI!$C$77:$G$77,GI!$C$80:$G$80))/4,0))\n*_xlfn.XLOOKUP(W$6,Daten!$B$151:$M$151,Daten!$B$150:$M$150)*$Q107*24/1000)","v":0},{"$f":"IF($D107=\"\",0,(_xlfn.XLOOKUP($D107,Daten!$A$152:$A$154,_xlfn.XLOOKUP(X$6,Daten!$B$151:$M$151,Daten!$B$152:$M$154))\n+IF($G107>_xlfn.XLOOKUP($D107,GI!$C$77:$G$77,GI!$C$80:$G$80),($G107-_xlfn.XLOOKUP($D107,GI!$C$77:$G$77,GI!$C$80:$G$80))/4,0))\n*_xlfn.XLOOKUP(X$6,Daten!$B$151:$M$151,Daten!$B$150:$M$150)*$Q107*24/1000)","v":0},{"$f":"IF($D107=\"\",0,(_xlfn.XLOOKUP($D107,Daten!$A$152:$A$154,_xlfn.XLOOKUP(Y$6,Daten!$B$151:$M$151,Daten!$B$152:$M$154))\n+IF($G107>_xlfn.XLOOKUP($D107,GI!$C$77:$G$77,GI!$C$80:$G$80),($G107-_xlfn.XLOOKUP($D107,GI!$C$77:$G$77,GI!$C$80:$G$80))/4,0))\n*_xlfn.XLOOKUP(Y$6,Daten!$B$151:$M$151,Daten!$B$150:$M$150)*$Q107*24/1000)","v":0},{"$f":"IF($D107=\"\",0,(_xlfn.XLOOKUP($D107,Daten!$A$152:$A$154,_xlfn.XLOOKUP(Z$6,Daten!$B$151:$M$151,Daten!$B$152:$M$154))\n+IF($G107>_xlfn.XLOOKUP($D107,GI!$C$77:$G$77,GI!$C$80:$G$80),($G107-_xlfn.XLOOKUP($D107,GI!$C$77:$G$77,GI!$C$80:$G$80))/4,0))\n*_xlfn.XLOOKUP(Z$6,Daten!$B$151:$M$151,Daten!$B$150:$M$150)*$Q107*24/1000)","v":0},{"$f":"IF($D107=\"\",0,(_xlfn.XLOOKUP($D107,Daten!$A$152:$A$154,_xlfn.XLOOKUP(AA$6,Daten!$B$151:$M$151,Daten!$B$152:$M$154))\n+IF($G107>_xlfn.XLOOKUP($D107,GI!$C$77:$G$77,GI!$C$80:$G$80),($G107-_xlfn.XLOOKUP($D107,GI!$C$77:$G$77,GI!$C$80:$G$80))/4,0))\n*_xlfn.XLOOKUP(AA$6,Daten!$B$151:$M$151,Daten!$B$150:$M$150)*$Q107*24/1000)","v":0},{"$f":"IF($D107=\"\",0,(_xlfn.XLOOKUP($D107,Daten!$A$152:$A$154,_xlfn.XLOOKUP(AB$6,Daten!$B$151:$M$151,Daten!$B$152:$M$154))\n+IF($G107>_xlfn.XLOOKUP($D107,GI!$C$77:$G$77,GI!$C$80:$G$80),($G107-_xlfn.XLOOKUP($D107,GI!$C$77:$G$77,GI!$C$80:$G$80))/4,0))\n*_xlfn.XLOOKUP(AB$6,Daten!$B$151:$M$151,Daten!$B$150:$M$150)*$Q107*24/1000)","v":0},{"$f":"IF($D107=\"\",0,(_xlfn.XLOOKUP($D107,Daten!$A$152:$A$154,_xlfn.XLOOKUP(AC$6,Daten!$B$151:$M$151,Daten!$B$152:$M$154))\n+IF($G107>_xlfn.XLOOKUP($D107,GI!$C$77:$G$77,GI!$C$80:$G$80),($G107-_xlfn.XLOOKUP($D107,GI!$C$77:$G$77,GI!$C$80:$G$80))/4,0))\n*_xlfn.XLOOKUP(AC$6,Daten!$B$151:$M$151,Daten!$B$150:$M$150)*$Q107*24/1000)","v":0},0]
[{"$nulls":7},{"$f":"IF(NOT(ISBLANK(C108)),1,\"\")","v":""},{"$nulls":8},{"$f":"IF($P$3,P108,E108*F108*IF(AND(H108>0,H108<1),H108,1))","v":0},{"$f":"IF($D108=\"\",0,(_xlfn.XLOOKUP($D108,Daten!$A$152:$A$154,_xlfn.XLOOKUP(R$6,Daten!$B$151:$M$151,Daten!$B$152:$M$154))\n+IF($G108>_xlfn.XLOOKUP($D108,GI!$C$77:$G$77,GI!$C$80:$G$80),($G108-_xlfn.XLOOKUP($D108,GI!$C$77:$G$77,GI!$C$80:$G$80))/4,0))\n*_xlfn.XLOOKUP(R$6,Daten!$B$151:$M$151,Daten!$B$150:$M$150)*$Q108*24/1000)","v":0},{"$f":"IF($D108=\"\",0,(_xlfn.XLOOKUP($D108,Daten!$A$152:$A$154,_xlfn.XLOOKUP(S$6,Daten!$B$151:$M$151,Daten!$B$152:$M$154))\n+IF($G108>_xlfn.XLOOKUP($D108,GI!$C$77:$G$77,GI!$C$80:$G$80),($G108-_xlfn.XLOOKUP($D108,GI!$C$77:$G$77,GI!$C$80:$G$80))/4,0))\n*_xlfn.XLOOKUP(S$6,Daten!$B$151:$M$151,Daten!$B$150:$M$150)*$Q108*24/1000)","v":0},{"$f":"IF($D108=\"\",0,(_xlfn.XLOOKUP($D108,Daten!$A$152:$A$154,_xlfn.XLOOKUP(T$6,Daten!$B$151:$M$151,Daten!$B$152:$M$154))\n+IF($G108>_xlfn.XLOOKUP($D108,GI!$C$77:$G$77,GI!$C$80:$G$80),($G108-_xlfn.XLOOKUP($D108,GI!$C$77:$G$77,GI!$C$80:$G$80))/4,0))\n*_xlfn.XLOOKUP(T$6,Daten!$B$151:$M$151,Daten!$B$150:$M$150)*$Q108*24/1000)","v":0},{"$f":"IF($D108=\"\",0,(_xlfn.XLOOKUP($D108,Daten!$A$152:$A$154,_xlfn.XLOOKUP(U$6,Daten!$B$151:$M$151,Daten!$B$152:$M$154))\n+IF($G108>_xlfn.XLOOKUP($D108,GI!$C$77:$G$77,GI!$C$80:$G$80),($G108-_xlfn.XLOOKUP($D108,GI!$C$77:$G$77,GI!$C$80:$G$80))/4,0))\n*_xlfn.XLOOKUP(U$6,Daten!$B$151:$M$151,Daten!$B$150:$M$150)*$Q108*24/1000)","v":0},{"$f":"IF($D108=\"\",0,(_xlfn.XLOOKUP($D108,Daten!$A$152:$A$154,_xlfn.XLOOKUP(V$6,Daten!$B$151:$M$151,Daten!$B$152:$M$154))\n+IF($G108>_xlfn.XLOOKUP($D108,GI!$C$77:$G$77,GI!$C$80:$G$80),($G108-_xlfn.XLOOKUP($D108,GI!$C$77:$G$77,GI!$C$80:$G$80))/4,0))\n*_xlfn.XLOOKUP(V$6,Daten!$B$151:$M$151,Daten!$B$150:$M$150)*$Q108*24/1000)","v":0},{"$f":"IF($D108=\"\",0,(_xlfn.XLOOKUP($D108,Daten!$A$152:$A$154,_xlfn.XLOOKUP(W$6,Daten!$B$151:$M$151,Daten!$B$152:$M$154))\n+IF($G108>_xlfn.XLOOKUP($D108,GI!$C$77:$G$77,GI!$C$80:$G$80),($G108-_xlfn.XLOOKUP($D108,GI!$C$77:$G$77,GI!$C$80:$G$80))/4,0))\n*_xlfn.XLOOKUP(W$6,Daten!$B$151:$M$151,Daten!$B$150:$M$150)*$Q108*24/1000)","v":0},{"$f":"IF($D108=\"\",0,(_xlfn.XLOOKUP($D108,Daten!$A$152:$A$154,_xlfn.XLOOKUP(X$6,Daten!$B$151:$M$151,Daten!$B$152:$M$154))\n+IF($G108>_xlfn.XLOOKUP($D108,GI!$C$77:$G$77,GI!$C$80:$G$80),($G108-_xlfn.XLOOKUP($D108,GI!$C$77:$G$77,GI!$C$80:$G$80))/4,0))\n*_xlfn.XLOOKUP(X$6,Daten!$B$151:$M$151,Daten!$B$150:$M$150)*$Q108*24/1000)","v":0},{"$f":"IF($D108=\"\",0,(_xlfn.XLOOKUP($D108,Daten!$A$152:$A$154,_xlfn.XLOOKUP(Y$6,Daten!$B$151:$M$151,Daten!$B$152:$M$154))\n+IF($G108>_xlfn.XLOOKUP($D108,GI!$C$77:$G$77,GI!$C$80:$G$80),($G108-_xlfn.XLOOKUP($D108,GI!$C$77:$G$77,GI!$C$80:$G$80))/4,0))\n*_xlfn.XLOOKUP(Y$6,Daten!$B$151:$M$151,Daten!$B$150:$M$150)*$Q108*24/1000)","v":0},{"$f":"IF($D108=\"\",0,(_xlfn.XLOOKUP($D108,Daten!$A$152:$A$154,_xlfn.XLOOKUP(Z$6,Daten!$B$151:$M$151,Daten!$B$152:$M$154))\n+IF($G108>_xlfn.XLOOKUP($D108,GI!$C$77:$G$77,GI!$C$80:$G$80),($G108-_xlfn.XLOOKUP($D108,GI!$C$77:$G$77,GI!$C$80:$G$80))/4,0))\n*_xlfn.XLOOKUP(Z$6,Daten!$B$151:$M$151,Daten!$B$150:$M$150)*$Q108*24/1000)","v":0},{"$f":"IF($D108=\"\",0,(_xlfn.XLOOKUP($D108,Daten!$A$152:$A$154,_xlfn.XLOOKUP(AA$6,Daten!$B$151:$M$151,Daten!$B$152:$M$154))\n+IF($G108>_xlfn.XLOOKUP($D108,GI!$C$77:$G$77,GI!$C$80:$G$80),($G108-_xlfn.XLOOKUP($D108,GI!$C$77:$G$77,GI!$C$80:$G$80))/4,0))\n*_xlfn.XLOOKUP(AA$6,Daten!$B$151:$M$151,Daten!$B$150:$M$150)*$Q108*24/1000)","v":0},{"$f":"IF($D108=\"\",0,(_xlfn.XLOOKUP($D108,Daten!$A$152:$A$154,_xlfn.XLOOKUP(AB$6,Daten!$B$151:$M$151,Daten!$B$152:$M$154))\n+IF($G108>_xlfn.XLOOKUP($D108,GI!$C$77:$G$77,GI!$C$80:$G$80),($G108-_xlfn.XLOOKUP($D108,GI!$C$77:$G$77,GI!$C$80:$G$80))/4,0))\n*_xlfn.XLOOKUP(AB$6,Daten!$B$151:$M$151,Daten!$B$150:$M$150)*$Q108*24/1000)","v":0},{"$f":"IF($D108=\"\",0,(_xlfn.XLOOKUP($D108,Daten!$A$152:$A$154,_xlfn.XLOOKUP(AC$6,Daten!$B$151:$M$151,Daten!$B$152:$M$154))\n+IF($G108>_xlfn.XLOOKUP($D108,GI!$C$77:$G$77,GI!$C$80:$G$80),($G108-_xlfn.XLOOKUP($D108,GI!$C$77:$G$77,GI!$C$80:$G$80))/4,0))\n*_xlfn.XLOOKUP(AC$6,Daten!$B$151:$M$151,Daten!$B$150:$M$150)*$Q108*24/1000)","v":0},0]
[]
[null,null,"2.1.1 Fotos, Beschreibungen und Bemerkungen"]
[null,null,"Freitext. "]
[]
[null,null,"2.2 Wände gg. unbeheizt/Erdreich",{"$nulls":10},"Summe erfasster Flächen [m²]",{"$f":"SUM(E114:E121)","v":0}]
[{"$nulls":16},{"$f":"IF($P$3,P114,E114*F114*IF(AND(H114>0,H114<1),H114,1))","v":0},{"$f":"IF($D114=\"\",0,(_xlfn.XLOOKUP($D114,Daten!$A$152:$A$154,_xlfn.XLOOKUP(R$6,Daten!$B$151:$M$151,Daten!$B$152:$M$154))\n+IF($G114>_xlfn.XLOOKUP($D114,GI!$C$77:$G$77,GI!$C$80:$G$80),($G114-_xlfn.XLOOKUP($D114,GI!$C$77:$G$77,GI!$C$80:$G$80))/4,0))\n*_xlfn.XLOOKUP(R$6,Daten!$B$151:$M$151,Daten!$B$150:$M$150)*$Q114*24/1000)","v":0},{"$f":"IF($D114=\"\",0,(_xlfn.XLOOKUP($D114,Daten!$A$152:$A$154,_xlfn.XLOOKUP(S$6,Daten!$B$151:$M$151,Daten!$B$152:$M$154))\n+IF($G114>_xlfn.XLOOKUP($D114,GI!$C$77:$G$77,GI!$C$80:$G$80),($G114-_xlfn.XLOOKUP($D114,GI!$C$77:$G$77,GI!$C$80:$G$80))/4,0))\n*_xlfn.XLOOKUP(S$6,Daten!$B$151:$M$151,Daten!$B$150:$M$150)*$Q114*24/1000)","v":0},{"$f":"IF($D114=\"\",0,(_xlfn.XLOOKUP($D114,Daten!$A$152:$A$154,_xlfn.XLOOKUP(T$6,Daten!$B$151:$M$151,Daten!$B$152:$M$154))\n+IF($G114>_xlfn.XLOOKUP($D114,GI!$C$77:$G$77,GI!$C$80:$G$80),($G114-_xlfn.XLOOKUP($D114,GI!$C$77:$G$77,GI!$C$80:$G$80))/4,0))\n*_xlfn.XLOOKUP(T$6,Daten!$B$151:$M$151,Daten!$B$150:$M$150)*$Q114*24/1000)","v":0},{"$f":"IF($D114=\"\",0,(_xlfn.XLOOKUP($D114,Daten!$A$152:$A$154,_xlfn.XLOOKUP(U$6,Daten!$B$151:$M$151,Daten!$B$152:$M$154))\n+IF($G114>_xlfn.XLOOKUP($D114,GI!$C$77:$G$77,GI!$C$80:$G$80),($G114-_xlfn.XLOOKUP($D114,GI!$C$77:$G$77,GI!$C$80:$G$80))/4,0))\n*_xlfn.XLOOKUP(U$6,Daten!$B$151:$M$151,Daten!$B$150:$M$150)*$Q114*24/1000)","v":0},{"$f":"IF($D114=\"\",0,(_xlfn.XLOOKUP($D114,Daten!$A$152:$A$154,_xlfn.XLOOKUP(V$6,Daten!$B$151:$M$151,Daten!$B$152:$M$154))\n+IF($G114>_xlfn.XLOOKUP($D114,GI!$C$77:$G$77,GI!$C$80:$G$80),($G114-_xlfn.XLOOKUP($D114,GI!$C$77:$G$77,GI!$C$80:$G$80))/4,0))\n*_xlfn.XLOOKUP(V$6,Daten!$B$151:$M$151,Daten!$B$150:$M$150)*$Q114*24/1000)","v":0},{"$f":"IF($D114=\"\",0,(_xlfn.XLOOKUP($D114,Daten!$A$152:$A$154,_xlfn.XLOOKUP(W$6,Daten!$B$151:$M$151,Daten!$B$152:$M$154))\n+IF($G114>_xlfn.XLOOKUP($D114,GI!$C$77:$G$77,GI!$C$80:$G$80),($G114-_xlfn.XLOOKUP($D114,GI!$C$77:$G$77,GI!$C$80:$G$80))/4,0))\n*_xlfn.XLOOKUP(W$6,Daten!$B$151:$M$151,Daten!$B$150:$M$150)*$Q114*24/1000)","v":0},{"$f":"IF($D114=\"\",0,(_xlfn.XLOOKUP($D114,Daten!$A$152:$A$154,_xlfn.XLOOKUP(X$6,Daten!$B$151:$M$151,Daten!$B$152:$M$154))\n+IF($G114>_xlfn.XLOOKUP($D114,GI!$C$77:$G$77,GI!$C$80:$G$80),($G114-_xlfn.XLOOKUP($D114,GI!$C$77:$G$77,GI!$C$80:$G$80))/4,0))\n*_xlfn.XLOOKUP(X$6,Daten!$B$151:$M$151,Daten!$B$150:$M$150)*$Q114*24/1000)","v":0},{"$f":"IF($D114=\"\",0,(_xlfn.XLOOKUP($D114,Daten!$A$152:$A$154,_xlfn.XLOOKUP(Y$6,Daten!$B$151:$M$151,Daten!$B$152:$M$154))\n+IF($G114>_xlfn.XLOOKUP($D114,GI!$C$77:$G$77,GI!$C$80:$G$80),($G114-_xlfn.XLOOKUP($D114,GI!$C$77:$G$77,GI!$C$80:$G$80))/4,0))\n*_xlfn.XLOOKUP(Y$6,Daten!$B$151:$M$151,Daten!$B$150:$M$150)*$Q114*24/1000)","v":0},{"$f":"IF($D114=\"\",0,(_xlfn.XLOOKUP($D114,Daten!$A$152:$A$154,_xlfn.XLOOKUP(Z$6,Daten!$B$151:$M$151,Daten!$B$152:$M$154))\n+IF($G114>_xlfn.XLOOKUP($D114,GI!$C$77:$G$77,GI!$C$80:$G$80),($G114-_xlfn.XLOOKUP($D114,GI!$C$77:$G$77,GI!$C$80:$G$80))/4,0))\n*_xlfn.XLOOKUP(Z$6,Daten!$B$151:$M$151,Daten!$B$150:$M$150)*$Q114*24/1000)","v":0},{"$f":"IF($D114=\"\",0,(_xlfn.XLOOKUP($D114,Daten!$A$152:$A$154,_xlfn.XLOOKUP(AA$6,Daten!$B$151:$M$151,Daten!$B$152:$M$154))\n+IF($G114>_xlfn.XLOOKUP($D114,GI!$C$77:$G$77,GI!$C$80:$G$80),($G114-_xlfn.XLOOKUP($D114,GI!$C$77:$G$77,GI!$C$80:$G$80))/4,0))\n*_xlfn.XLOOKUP(AA$6,Daten!$B$151:$M$151,Daten!$B$150:$M$150)*$Q114*24/1000)","v":0},{"$f":"IF($D114=\"\",0,(_xlfn.XLOOKUP($D114,Daten!$A$152:$A$154,_xlfn.XLOOKUP(AB$6,Daten!$B$151:$M$151,Daten!$B$152:$M$154))\n+IF($G114>_xlfn.XLOOKUP($D114,GI!$C$77:$G$77,GI!$C$80:$G$80),($G114-_xlfn.XLOOKUP($D114,GI!$C$77:$G$77,GI!$C$80:$G$80))/4,0))\n*_xlfn.XLOOKUP(AB$6,Daten!$B$151:$M$151,Daten!$B$150:$M$150)*$Q114*24/1000)","v":0},{"$f":"IF($D114=\"\",0,(_xlfn.XLOOKUP($D114,Daten!$A$152:$A$154,_xlfn.XLOOKUP(AC$6,Daten!$B$151:$M$151,Daten!$B$152:$M$154))\n+IF($G114>_xlfn.XLOOKUP($D114,GI!$C$77:$G$77,GI!$C$80:$G$80),($G114-_xlfn.XLOOKUP($D114,GI!$C$77:$G$77,GI!$C$80:$G$80))/4,0))\n*_xlfn.XLOOKUP(AC$6,Daten!$B$151:$M$151,Daten!$B$150:$M$150)*$Q114*24/1000)","v":0},0]
[{"$nulls":7},{"$f":"IF(NOT(ISBLANK(C115)),1,\"\")","v":""},{"$nulls":8},0,{"$f":"IF($D115=\"\",0,(_xlfn.XLOOKUP($D115,Daten!$A$152:$A$154,_xlfn.XLOOKUP(R$6,Daten!$B$151:$M$151,Daten!$B$152:$M$154))\n+IF($G115>_xlfn.XLOOKUP($D115,GI!$C$77:$G$77,GI!$C$80:$G$80),($G115-_xlfn.XLOOKUP($D115,GI!$C$77:$G$77,GI!$C$80:$G$80))/4,0))\n*_xlfn.XLOOKUP(R$6,Daten!$B$151:$M$151,Daten!$B$150:$M$150)*$Q115*24/1000)","v":0},{"$f":"IF($D115=\"\",0,(_xlfn.XLOOKUP($D115,Daten!$A$152:$A$154,_xlfn.XLOOKUP(S$6,Daten!$B$151:$M$151,Daten!$B$152:$M$154))\n+IF($G115>_xlfn.XLOOKUP($D115,GI!$C$77:$G$77,GI!$C$80:$G$80),($G115-_xlfn.XLOOKUP($D115,GI!$C$77:$G$77,GI!$C$80:$G$80))/4,0))\n*_xlfn.XLOOKUP(S$6,Daten!$B$151:$M$151,Daten!$B$150:$M$150)*$Q115*24/1000)","v":0},{"$f":"IF($D115=\"\",0,(_xlfn.XLOOKUP($D115,Daten!$A$152:$A$154,_xlfn.XLOOKUP(T$6,Daten!$B$151:$M$151,Daten!$B$152:$M$154))\n+IF($G115>_xlfn.XLOOKUP($D115,GI!$C$77:$G$77,GI!$C$80:$G$80),($G115-_xlfn.XLOOKUP($D115,GI!$C$77:$G$77,GI!$C$80:$G$80))/4,0))\n*_xlfn.XLOOKUP(T$6,Daten!$B$151:$M$151,Daten!$B$150:$M$150)*$Q115*24/1000)","v":0},{"$f":"IF($D115=\"\",0,(_xlfn.XLOOKUP($D115,Daten!$A$152:$A$154,_xlfn.XLOOKUP(U$6,Daten!$B$151:$M$151,Daten!$B$152:$M$154))\n+IF($G115>_xlfn.XLOOKUP($D115,GI!$C$77:$G$77,GI!$C$80:$G$80),($G115-_xlfn.XLOOKUP($D115,GI!$C$77:$G$77,GI!$C$80:$G$80))/4,0))\n*_xlfn.XLOOKUP(U$6,Daten!$B$151:$M$151,Daten!$B$150:$M$150)*$Q115*24/1000)","v":0},{"$f":"IF($D115=\"\",0,(_xlfn.XLOOKUP($D115,Daten!$A$152:$A$154,_xlfn.XLOOKUP(V$6,Daten!$B$151:$M$151,Daten!$B$152:$M$154))\n+IF($G115>_xlfn.XLOOKUP($D115,GI!$C$77:$G$77,GI!$C$80:$G$80),($G115-_xlfn.XLOOKUP($D115,GI!$C$77:$G$77,GI!$C$80:$G$80))/4,0))\n*_xlfn.XLOOKUP(V$6,Daten!$B$151:$M$151,Daten!$B$150:$M$150)*$Q115*24/1000)","v":0},{"$f":"IF($D115=\"\",0,(_xlfn.XLOOKUP($D115,Daten!$A$152:$A$154,_xlfn.XLOOKUP(W$6,Daten!$B$151:$M$151,Daten!$B$152:$M$154))\n+IF($G115>_xlfn.XLOOKUP($D115,GI!$C$77:$G$77,GI!$C$80:$G$80),($G115-_xlfn.XLOOKUP($D115,GI!$C$77:$G$77,GI!$C$80:$G$80))/4,0))\n*_xlfn.XLOOKUP(W$6,Daten!$B$151:$M$151,Daten!$B$150:$M$150)*$Q115*24/1000)","v":0},{"$f":"IF($D115=\"\",0,(_xlfn.XLOOKUP($D115,Daten!$A$152:$A$154,_xlfn.XLOOKUP(X$6,Daten!$B$151:$M$151,Daten!$B$152:$M$154))\n+IF($G115>_xlfn.XLOOKUP($D115,GI!$C$77:$G$77,GI!$C$80:$G$80),($G115-_xlfn.XLOOKUP($D115,GI!$C$77:$G$77,GI!$C$80:$G$80))/4,0))\n*_xlfn.XLOOKUP(X$6,Daten!$B$151:$M$151,Daten!$B$150:$M$150)*$Q115*24/1000)","v":0},{"$f":"IF($D115=\"\",0,(_xlfn.XLOOKUP($D115,Daten!$A$152:$A$154,_xlfn.XLOOKUP(Y$6,Daten!$B$151:$M$151,Daten!$B$152:$M$154))\n+IF($G115>_xlfn.XLOOKUP($D115,GI!$C$77:$G$77,GI!$C$80:$G$80),($G115-_xlfn.XLOOKUP($D115,GI!$C$77:$G$77,GI!$C$80:$G$80))/4,0))\n*_xlfn.XLOOKUP(Y$6,Daten!$B$151:$M$151,Daten!$B$150:$M$150)*$Q115*24/1000)","v":0},{"$f":"IF($D115=\"\",0,(_xlfn.XLOOKUP($D115,Daten!$A$152:$A$154,_xlfn.XLOOKUP(Z$6,Daten!$B$151:$M$151,Daten!$B$152:$M$154))\n+IF($G115>_xlfn.XLOOKUP($D115,GI!$C$77:$G$77,GI!$C$80:$G$80),($G115-_xlfn.XLOOKUP($D115,GI!$C$77:$G$77,GI!$C$80:$G$80))/4,0))\n*_xlfn.XLOOKUP(Z$6,Daten!$B$151:$M$151,Daten!$B$150:$M$150)*$Q115*24/1000)","v":0},{"$f":"IF($D115=\"\",0,(_xlfn.XLOOKUP($D115,Daten!$A$152:$A$154,_xlfn.XLOOKUP(AA$6,Daten!$B$151:$M$151,Daten!$B$152:$M$154))\n+IF($G115>_xlfn.XLOOKUP($D115,GI!$C$77:$G$77,GI!$C$80:$G$80),($G115-_xlfn.XLOOKUP($D115,GI!$C$77:$G$77,GI!$C$80:$G$80))/4,0))\n*_xlfn.XLOOKUP(AA$6,Daten!$B$151:$M$151,Daten!$B$150:$M$150)*$Q115*24/1000)","v":0},{"$f":"IF($D115=\"\",0,(_xlfn.XLOOKUP($D115,Daten!$A$152:$A$154,_xlfn.XLOOKUP(AB$6,Daten!$B$151:$M$151,Daten!$B$152:$M$154))\n+IF($G115>_xlfn.XLOOKUP($D115,GI!$C$77:$G$77,GI!$C$80:$G$80),($G115-_xlfn.XLOOKUP($D115,GI!$C$77:$G$77,GI!$C$80:$G$80))/4,0))\n*_xlfn.XLOOKUP(AB$6,Daten!$B$151:$M$151,Daten!$B$150:$M$150)*$Q115*24/1000)","v":0},{"$f":"IF($D115=\"\",0,(_xlfn.XLOOKUP($D115,Daten!$A$152:$A$154,_xlfn.XLOOKUP(AC$6,Daten!$B$151:$M$151,Daten!$B$152:$M$154))\n+IF($G115>_xlfn.XLOOKUP($D115,GI!$C$77:$G$77,GI!$C$80:$G$80),($G115-_xlfn.XLOOKUP($D115,GI!$C$77:$G$77,GI!$C$80:$G$80))/4,0))\n*_xlfn.XLOOKUP(AC$6,Daten!$B$151:$M$151,Daten!$B$150:$M$150)*$Q115*24/1000)","v":0},0]
[{"$nulls":7},"",{"$nulls":8},0,{"$f":"IF($D116=\"\",0,(_xlfn.XLOOKUP($D116,Daten!$A$152:$A$154,_xlfn.XLOOKUP(R$6,Daten!$B$151:$M$151,Daten!$B$152:$M$154))\n+IF($G116>_xlfn.XLOOKUP($D116,GI!$C$77:$G$77,GI!$C$80:$G$80),($G116-_xlfn.XLOOKUP($D116,GI!$C$77:$G$77,GI!$C$80:$G$80))/4,0))\n*_xlfn.XLOOKUP(R$6,Daten!$B$151:$M$151,Daten!$B$150:$M$150)*$Q116*24/1000)","v":0},{"$f":"IF($D116=\"\",0,(_xlfn.XLOOKUP($D116,Daten!$A$152:$A$154,_xlfn.XLOOKUP(S$6,Daten!$B$151:$M$151,Daten!$B$152:$M$154))\n+IF($G116>_xlfn.XLOOKUP($D116,GI!$C$77:$G$77,GI!$C$80:$G$80),($G116-_xlfn.XLOOKUP($D116,GI!$C$77:$G$77,GI!$C$80:$G$80))/4,0))\n*_xlfn.XLOOKUP(S$6,Daten!$B$151:$M$151,Daten!$B$150:$M$150)*$Q116*24/1000)","v":0},{"$f":"IF($D116=\"\",0,(_xlfn.XLOOKUP($D116,Daten!$A$152:$A$154,_xlfn.XLOOKUP(T$6,Daten!$B$151:$M$151,Daten!$B$152:$M$154))\n+IF($G116>_xlfn.XLOOKUP($D116,GI!$C$77:$G$77,GI!$C$80:$G$80),($G116-_xlfn.XLOOKUP($D116,GI!$C$77:$G$77,GI!$C$80:$G$80))/4,0))\n*_xlfn.XLOOKUP(T$6,Daten!$B$151:$M$151,Daten!$B$150:$M$150)*$Q116*24/1000)","v":0},{"$f":"IF($D116=\"\",0,(_xlfn.XLOOKUP($D116,Daten!$A$152:$A$154,_xlfn.XLOOKUP(U$6,Daten!$B$151:$M$151,Daten!$B$152:$M$154))\n+IF($G116>_xlfn.XLOOKUP($D116,GI!$C$77:$G$77,GI!$C$80:$G$80),($G116-_xlfn.XLOOKUP($D116,GI!$C$77:$G$77,GI!$C$80:$G$80))/4,0))\n*_xlfn.XLOOKUP(U$6,Daten!$B$151:$M$151,Daten!$B$150:$M$150)*$Q116*24/1000)","v":0},{"$f":"IF($D116=\"\",0,(_xlfn.XLOOKUP($D116,Daten!$A$152:$A$154,_xlfn.XLOOKUP(V$6,Daten!$B$151:$M$151,Daten!$B$152:$M$154))\n+IF($G116>_xlfn.XLOOKUP($D116,GI!$C$77:$G$77,GI!$C$80:$G$80),($G116-_xlfn.XLOOKUP($D116,GI!$C$77:$G$77,GI!$C$80:$G$80))/4,0))\n*_xlfn.XLOOKUP(V$6,Daten!$B$151:$M$151,Daten!$B$150:$M$150)*$Q116*24/1000)","v":0},{"$f":"IF($D116=\"\",0,(_xlfn.XLOOKUP($D116,Daten!$A$152:$A$154,_xlfn.XLOOKUP(W$6,Daten!$B$151:$M$151,Daten!$B$152:$M$154))\n+IF($G116>_xlfn.XLOOKUP($D116,GI!$C$77:$G$77,GI!$C$80:$G$80),($G116-_xlfn.XLOOKUP($D116,GI!$C$77:$G$77,GI!$C$80:$G$80))/4,0))\n*_xlfn.XLOOKUP(W$6,Daten!$B$151:$M$151,Daten!$B$150:$M$150)*$Q116*24/1000)","v":0},{"$f":"IF($D116=\"\",0,(_xlfn.XLOOKUP($D116,Daten!$A$152:$A$154,_xlfn.XLOOKUP(X$6,Daten!$B$151:$M$151,Daten!$B$152:$M$154))\n+IF($G116>_xlfn.XLOOKUP($D116,GI!$C$77:$G$77,GI!$C$80:$G$80),($G116-_xlfn.XLOOKUP($D116,GI!$C$77:$G$77,GI!$C$80:$G$80))/4,0))\n*_xlfn.XLOOKUP(X$6,Daten!$B$151:$M$151,Daten!$B$150:$M$150)*$Q116*24/1000)","v":0},{"$f":"IF($D116=\"\",0,(_xlfn.XLOOKUP($D116,Daten!$A$152:$A$154,_xlfn.XLOOKUP(Y$6,Daten!$B$151:$M$151,Daten!$B$152:$M$154))\n+IF($G116>_xlfn.XLOOKUP($D116,GI!$C$77:$G$77,GI!$C$80:$G$80),($G116-_xlfn.XLOOKUP($D116,GI!$C$77:$G$77,GI!$C$80:$G$80))/4,0))\n*_xlfn.XLOOKUP(Y$6,Daten!$B$151:$M$151,Daten!$B$150:$M$150)*$Q116*24/1000)","v":0},{"$f":"IF($D116=\"\",0,(_xlfn.XLOOKUP($D116,Daten!$A$152:$A$154,_xlfn.XLOOKUP(Z$6,Daten!$B$151:$M$151,Daten!$B$152:$M$154))\n+IF($G116>_xlfn.XLOOKUP($D116,GI!$C$77:$G$77,GI!$C$80:$G$80),($G116-_xlfn.XLOOKUP($D116,GI!$C$77:$G$77,GI!$C$80:$G$80))/4,0))\n*_xlfn.XLOOKUP(Z$6,Daten!$B$151:$M$151,Daten!$B$150:$M$150)*$Q116*24/1000)","v":0},{"$f":"IF($D116=\"\",0,(_xlfn.XLOOKUP($D116,Daten!$A$152:$A$154,_xlfn.XLOOKUP(AA$6,Daten!$B$151:$M$151,Daten!$B$152:$M$154))\n+IF($G116>_xlfn.XLOOKUP($D116,GI!$C$77:$G$77,GI!$C$80:$G$80),($G116-_xlfn.XLOOKUP($D116,GI!$C$77:$G$77,GI!$C$80:$G$80))/4,0))\n*_xlfn.XLOOKUP(AA$6,Daten!$B$151:$M$151,Daten!$B$150:$M$150)*$Q116*24/1000)","v":0},{"$f":"IF($D116=\"\",0,(_xlfn.XLOOKUP($D116,Daten!$A$152:$A$154,_xlfn.XLOOKUP(AB$6,Daten!$B$151:$M$151,Daten!$B$152:$M$154))\n+IF($G116>_xlfn.XLOOKUP($D116,GI!$C$77:$G$77,GI!$C$80:$G$80),($G116-_xlfn.XLOOKUP($D116,GI!$C$77:$G$77,GI!$C$80:$G$80))/4,0))\n*_xlfn.XLOOKUP(AB$6,Daten!$B$151:$M$151,Daten!$B$150:$M$150)*$Q116*24/1000)","v":0},{"$f":"IF($D116=\"\",0,(_xlfn.XLOOKUP($D116,Daten!$A$152:$A$154,_xlfn.XLOOKUP(AC$6,Daten!$B$151:$M$151,Daten!$B$152:$M$154))\n+IF($G116>_xlfn.XLOOKUP($D116,GI!$C$77:$G$77,GI!$C$80:$G$80),($G116-_xlfn.XLOOKUP($D116,GI!$C$77:$G$77,GI!$C$80:$G$80))/4,0))\n*_xlfn.XLOOKUP(AC$6,Daten!$B$151:$M$151,Daten!$B$150:$M$150)*$Q116*24/1000)","v":0},0]
[{"$nulls":7},"",{"$nulls":8},0,{"$f":"IF($D117=\"\",0,(_xlfn.XLOOKUP($D117,Daten!$A$152:$A$154,_xlfn.XLOOKUP(R$6,Daten!$B$151:$M$151,Daten!$B$152:$M$154))\n+IF($G117>_xlfn.XLOOKUP($D117,GI!$C$77:$G$77,GI!$C$80:$G$80),($G117-_xlfn.XLOOKUP($D117,GI!$C$77:$G$77,GI!$C$80:$G$80))/4,0))\n*_xlfn.XLOOKUP(R$6,Daten!$B$151:$M$151,Daten!$B$150:$M$150)*$Q117*24/1000)","v":0},{"$f":"IF($D117=\"\",0,(_xlfn.XLOOKUP($D117,Daten!$A$152:$A$154,_xlfn.XLOOKUP(S$6,Daten!$B$151:$M$151,Daten!$B$152:$M$154))\n+IF($G117>_xlfn.XLOOKUP($D117,GI!$C$77:$G$77,GI!$C$80:$G$80),($G117-_xlfn.XLOOKUP($D117,GI!$C$77:$G$77,GI!$C$80:$G$80))/4,0))\n*_xlfn.XLOOKUP(S$6,Daten!$B$151:$M$151,Daten!$B$150:$M$150)*$Q117*24/1000)","v":0},{"$f":"IF($D117=\"\",0,(_xlfn.XLOOKUP($D117,Daten!$A$152:$A$154,_xlfn.XLOOKUP(T$6,Daten!$B$151:$M$151,Daten!$B$152:$M$154))\n+IF($G117>_xlfn.XLOOKUP($D117,GI!$C$77:$G$77,GI!$C$80:$G$80),($G117-_xlfn.XLOOKUP($D117,GI!$C$77:$G$77,GI!$C$80:$G$80))/4,0))\n*_xlfn.XLOOKUP(T$6,Daten!$B$151:$M$151,Daten!$B$150:$M$150)*$Q117*24/1000)","v":0},{"$f":"IF($D117=\"\",0,(_xlfn.XLOOKUP($D117,Daten!$A$152:$A$154,_xlfn.XLOOKUP(U$6,Daten!$B$151:$M$151,Daten!$B$152:$M$154))\n+IF($G117>_xlfn.XLOOKUP($D117,GI!$C$77:$G$77,GI!$C$80:$G$80),($G117-_xlfn.XLOOKUP($D117,GI!$C$77:$G$77,GI!$C$80:$G$80))/4,0))\n*_xlfn.XLOOKUP(U$6,Daten!$B$151:$M$151,Daten!$B$150:$M$150)*$Q117*24/1000)","v":0},{"$f":"IF($D117=\"\",0,(_xlfn.XLOOKUP($D117,Daten!$A$152:$A$154,_xlfn.XLOOKUP(V$6,Daten!$B$151:$M$151,Daten!$B$152:$M$154))\n+IF($G117>_xlfn.XLOOKUP($D117,GI!$C$77:$G$77,GI!$C$80:$G$80),($G117-_xlfn.XLOOKUP($D117,GI!$C$77:$G$77,GI!$C$80:$G$80))/4,0))\n*_xlfn.XLOOKUP(V$6,Daten!$B$151:$M$151,Daten!$B$150:$M$150)*$Q117*24/1000)","v":0},{"$f":"IF($D117=\"\",0,(_xlfn.XLOOKUP($D117,Daten!$A$152:$A$154,_xlfn.XLOOKUP(W$6,Daten!$B$151:$M$151,Daten!$B$152:$M$154))\n+IF($G117>_xlfn.XLOOKUP($D117,GI!$C$77:$G$77,GI!$C$80:$G$80),($G117-_xlfn.XLOOKUP($D117,GI!$C$77:$G$77,GI!$C$80:$G$80))/4,0))\n*_xlfn.XLOOKUP(W$6,Daten!$B$151:$M$151,Daten!$B$150:$M$150)*$Q117*24/1000)","v":0},{"$f":"IF($D117=\"\",0,(_xlfn.XLOOKUP($D117,Daten!$A$152:$A$154,_xlfn.XLOOKUP(X$6,Daten!$B$151:$M$151,Daten!$B$152:$M$154))\n+IF($G117>_xlfn.XLOOKUP($D117,GI!$C$77:$G$77,GI!$C$80:$G$80),($G117-_xlfn.XLOOKUP($D117,GI!$C$77:$G$77,GI!$C$80:$G$80))/4,0))\n*_xlfn.XLOOKUP(X$6,Daten!$B$151:$M$151,Daten!$B$150:$M$150)*$Q117*24/1000)","v":0},{"$f":"IF($D117=\"\",0,(_xlfn.XLOOKUP($D117,Daten!$A$152:$A$154,_xlfn.XLOOKUP(Y$6,Daten!$B$151:$M$151,Daten!$B$152:$M$154))\n+IF($G117>_xlfn.XLOOKUP($D117,GI!$C$77:$G$77,GI!$C$80:$G$80),($G117-_xlfn.XLOOKUP($D117,GI!$C$77:$G$77,GI!$C$80:$G$80))/4,0))\n*_xlfn.XLOOKUP(Y$6,Daten!$B$151:$M$151,Daten!$B$150:$M$150)*$Q117*24/1000)","v":0},{"$f":"IF($D117=\"\",0,(_xlfn.XLOOKUP($D117,Daten!$A$152:$A$154,_xlfn.XLOOKUP(Z$6,Daten!$B$151:$M$151,Daten!$B$152:$M$154))\n+IF($G117>_xlfn.XLOOKUP($D117,GI!$C$77:$G$77,GI!$C$80:$G$80),($G117-_xlfn.XLOOKUP($D117,GI!$C$77:$G$77,GI!$C$80:$G$80))/4,0))\n*_xlfn.XLOOKUP(Z$6,Daten!$B$151:$M$151,Daten!$B$150:$M$150)*$Q117*24/1000)","v":0},{"$f":"IF($D117=\"\",0,(_xlfn.XLOOKUP($D117,Daten!$A$152:$A$154,_xlfn.XLOOKUP(AA$6,Daten!$B$151:$M$151,Daten!$B$152:$M$154))\n+IF($G117>_xlfn.XLOOKUP($D117,GI!$C$77:$G$77,GI!$C$80:$G$80),($G117-_xlfn.XLOOKUP($D117,GI!$C$77:$G$77,GI!$C$80:$G$80))/4,0))\n*_xlfn.XLOOKUP(AA$6,Daten!$B$151:$M$151,Daten!$B$150:$M$150)*$Q117*24/1000)","v":0},{"$f":"IF($D117=\"\",0,(_xlfn.XLOOKUP($D117,Daten!$A$152:$A$154,_xlfn.XLOOKUP(AB$6,Daten!$B$151:$M$151,Daten!$B$152:$M$154))\n+IF($G117>_xlfn.XLOOKUP($D117,GI!$C$77:$G$77,GI!$C$80:$G$80),($G117-_xlfn.XLOOKUP($D117,GI!$C$77:$G$77,GI!$C$80:$G$80))/4,0))\n*_xlfn.XLOOKUP(AB$6,Daten!$B$151:$M$151,Daten!$B$150:$M$150)*$Q117*24/1000)","v":0},{"$f":"IF($D117=\"\",0,(_xlfn.XLOOKUP($D117,Daten!$A$152:$A$154,_xlfn.XLOOKUP(AC$6,Daten!$B$151:$M$151,Daten!$B$152:$M$154))\n+IF($G117>_xlfn.XLOOKUP($D117,GI!$C$77:$G$77,GI!$C$80:$G$80),($G117-_xlfn.XLOOKUP($D117,GI!$C$77:$G$77,GI!$C$80:$G$80))/4,0))\n*_xlfn.XLOOKUP(AC$6,Daten!$B$151:$M$151,Daten!$B$150:$M$150)*$Q117*24/1000)","v":0},0]
[{"$nulls":7},"",{"$nulls":8},0,{"$f":"IF($D118=\"\",0,(_xlfn.XLOOKUP($D118,Daten!$A$152:$A$154,_xlfn.XLOOKUP(R$6,Daten!$B$151:$M$151,Daten!$B$152:$M$154))\n+IF($G118>_xlfn.XLOOKUP($D118,GI!$C$77:$G$77,GI!$C$80:$G$80),($G118-_xlfn.XLOOKUP($D118,GI!$C$77:$G$77,GI!$C$80:$G$80))/4,0))\n*_xlfn.XLOOKUP(R$6,Daten!$B$151:$M$151,Daten!$B$150:$M$150)*$Q118*24/1000)","v":0},{"$f":"IF($D118=\"\",0,(_xlfn.XLOOKUP($D118,Daten!$A$152:$A$154,_xlfn.XLOOKUP(S$6,Daten!$B$151:$M$151,Daten!$B$152:$M$154))\n+IF($G118>_xlfn.XLOOKUP($D118,GI!$C$77:$G$77,GI!$C$80:$G$80),($G118-_xlfn.XLOOKUP($D118,GI!$C$77:$G$77,GI!$C$80:$G$80))/4,0))\n*_xlfn.XLOOKUP(S$6,Daten!$B$151:$M$151,Daten!$B$150:$M$150)*$Q118*24/1000)","v":0},{"$f":"IF($D118=\"\",0,(_xlfn.XLOOKUP($D118,Daten!$A$152:$A$154,_xlfn.XLOOKUP(T$6,Daten!$B$151:$M$151,Daten!$B$152:$M$154))\n+IF($G118>_xlfn.XLOOKUP($D118,GI!$C$77:$G$77,GI!$C$80:$G$80),($G118-_xlfn.XLOOKUP($D118,GI!$C$77:$G$77,GI!$C$80:$G$80))/4,0))\n*_xlfn.XLOOKUP(T$6,Daten!$B$151:$M$151,Daten!$B$150:$M$150)*$Q118*24/1000)","v":0},{"$f":"IF($D118=\"\",0,(_xlfn.XLOOKUP($D118,Daten!$A$152:$A$154,_xlfn.XLOOKUP(U$6,Daten!$B$151:$M$151,Daten!$B$152:$M$154))\n+IF($G118>_xlfn.XLOOKUP($D118,GI!$C$77:$G$77,GI!$C$80:$G$80),($G118-_xlfn.XLOOKUP($D118,GI!$C$77:$G$77,GI!$C$80:$G$80))/4,0))\n*_xlfn.XLOOKUP(U$6,Daten!$B$151:$M$151,Daten!$B$150:$M$150)*$Q118*24/1000)","v":0},{"$f":"IF($D118=\"\",0,(_xlfn.XLOOKUP($D118,Daten!$A$152:$A$154,_xlfn.XLOOKUP(V$6,Daten!$B$151:$M$151,Daten!$B$152:$M$154))\n+IF($G118>_xlfn.XLOOKUP($D118,GI!$C$77:$G$77,GI!$C$80:$G$80),($G118-_xlfn.XLOOKUP($D118,GI!$C$77:$G$77,GI!$C$80:$G$80))/4,0))\n*_xlfn.XLOOKUP(V$6,Daten!$B$151:$M$151,Daten!$B$150:$M$150)*$Q118*24/1000)","v":0},{"$f":"IF($D118=\"\",0,(_xlfn.XLOOKUP($D118,Daten!$A$152:$A$154,_xlfn.XLOOKUP(W$6,Daten!$B$151:$M$151,Daten!$B$152:$M$154))\n+IF($G118>_xlfn.XLOOKUP($D118,GI!$C$77:$G$77,GI!$C$80:$G$80),($G118-_xlfn.XLOOKUP($D118,GI!$C$77:$G$77,GI!$C$80:$G$80))/4,0))\n*_xlfn.XLOOKUP(W$6,Daten!$B$151:$M$151,Daten!$B$150:$M$150)*$Q118*24/1000)","v":0},{"$f":"IF($D118=\"\",0,(_xlfn.XLOOKUP($D118,Daten!$A$152:$A$154,_xlfn.XLOOKUP(X$6,Daten!$B$151:$M$151,Daten!$B$152:$M$154))\n+IF($G118>_xlfn.XLOOKUP($D118,GI!$C$77:$G$77,GI!$C$80:$G$80),($G118-_xlfn.XLOOKUP($D118,GI!$C$77:$G$77,GI!$C$80:$G$80))/4,0))\n*_xlfn.XLOOKUP(X$6,Daten!$B$151:$M$151,Daten!$B$150:$M$150)*$Q118*24/1000)","v":0},{"$f":"IF($D118=\"\",0,(_xlfn.XLOOKUP($D118,Daten!$A$152:$A$154,_xlfn.XLOOKUP(Y$6,Daten!$B$151:$M$151,Daten!$B$152:$M$154))\n+IF($G118>_xlfn.XLOOKUP($D118,GI!$C$77:$G$77,GI!$C$80:$G$80),($G118-_xlfn.XLOOKUP($D118,GI!$C$77:$G$77,GI!$C$80:$G$80))/4,0))\n*_xlfn.XLOOKUP(Y$6,Daten!$B$151:$M$151,Daten!$B$150:$M$150)*$Q118*24/1000)","v":0},{"$f":"IF($D118=\"\",0,(_xlfn.XLOOKUP($D118,Daten!$A$152:$A$154,_xlfn.XLOOKUP(Z$6,Daten!$B$151:$M$151,Daten!$B$152:$M$154))\n+IF($G118>_xlfn.XLOOKUP($D118,GI!$C$77:$G$77,GI!$C$80:$G$80),($G118-_xlfn.XLOOKUP($D118,GI!$C$77:$G$77,GI!$C$80:$G$80))/4,0))\n*_xlfn.XLOOKUP(Z$6,Daten!$B$151:$M$151,Daten!$B$150:$M$150)*$Q118*24/1000)","v":0},{"$f":"IF($D118=\"\",0,(_xlfn.XLOOKUP($D118,Daten!$A$152:$A$154,_xlfn.XLOOKUP(AA$6,Daten!$B$151:$M$151,Daten!$B$152:$M$154))\n+IF($G118>_xlfn.XLOOKUP($D118,GI!$C$77:$G$77,GI!$C$80:$G$80),($G118-_xlfn.XLOOKUP($D118,GI!$C$77:$G$77,GI!$C$80:$G$80))/4,0))\n*_xlfn.XLOOKUP(AA$6,Daten!$B$151:$M$151,Daten!$B$150:$M$150)*$Q118*24/1000)","v":0},{"$f":"IF($D118=\"\",0,(_xlfn.XLOOKUP($D118,Daten!$A$152:$A$154,_xlfn.XLOOKUP(AB$6,Daten!$B$151:$M$151,Daten!$B$152:$M$154))\n+IF($G118>_xlfn.XLOOKUP($D118,GI!$C$77:$G$77,GI!$C$80:$G$80),($G118-_xlfn.XLOOKUP($D118,GI!$C$77:$G$77,GI!$C$80:$G$80))/4,0))\n*_xlfn.XLOOKUP(AB$6,Daten!$B$151:$M$151,Daten!$B$150:$M$150)*$Q118*24/1000)","v":0},{"$f":"IF($D118=\"\",0,(_xlfn.XLOOKUP($D118,Daten!$A$152:$A$154,_xlfn.XLOOKUP(AC$6,Daten!$B$151:$M$151,Daten!$B$152:$M$154))\n+IF($G118>_xlfn.XLOOKUP($D118,GI!$C$77:$G$77,GI!$C$80:$G$80),($G118-_xlfn.XLOOKUP($D118,GI!$C$77:$G$77,GI!$C$80:$G$80))/4,0))\n*_xlfn.XLOOKUP(AC$6,Daten!$B$151:$M$151,Daten!$B$150:$M$150)*$Q118*24/1000)","v":0},0]
[{"$nulls":7},"",{"$nulls":8},0,{"$f":"IF($D119=\"\",0,(_xlfn.XLOOKUP($D119,Daten!$A$152:$A$154,_xlfn.XLOOKUP(R$6,Daten!$B$151:$M$151,Daten!$B$152:$M$154))\n+IF($G119>_xlfn.XLOOKUP($D119,GI!$C$77:$G$77,GI!$C$80:$G$80),($G119-_xlfn.XLOOKUP($D119,GI!$C$77:$G$77,GI!$C$80:$G$80))/4,0))\n*_xlfn.XLOOKUP(R$6,Daten!$B$151:$M$151,Daten!$B$150:$M$150)*$Q119*24/1000)","v":0},{"$f":"IF($D119=\"\",0,(_xlfn.XLOOKUP($D119,Daten!$A$152:$A$154,_xlfn.XLOOKUP(S$6,Daten!$B$151:$M$151,Daten!$B$152:$M$154))\n+IF($G119>_xlfn.XLOOKUP($D119,GI!$C$77:$G$77,GI!$C$80:$G$80),($G119-_xlfn.XLOOKUP($D119,GI!$C$77:$G$77,GI!$C$80:$G$80))/4,0))\n*_xlfn.XLOOKUP(S$6,Daten!$B$151:$M$151,Daten!$B$150:$M$150)*$Q119*24/1000)","v":0},{"$f":"IF($D119=\"\",0,(_xlfn.XLOOKUP($D119,Daten!$A$152:$A$154,_xlfn.XLOOKUP(T$6,Daten!$B$151:$M$151,Daten!$B$152:$M$154))\n+IF($G119>_xlfn.XLOOKUP($D119,GI!$C$77:$G$77,GI!$C$80:$G$80),($G119-_xlfn.XLOOKUP($D119,GI!$C$77:$G$77,GI!$C$80:$G$80))/4,0))\n*_xlfn.XLOOKUP(T$6,Daten!$B$151:$M$151,Daten!$B$150:$M$150)*$Q119*24/1000)","v":0},{"$f":"IF($D119=\"\",0,(_xlfn.XLOOKUP($D119,Daten!$A$152:$A$154,_xlfn.XLOOKUP(U$6,Daten!$B$151:$M$151,Daten!$B$152:$M$154))\n+IF($G119>_xlfn.XLOOKUP($D119,GI!$C$77:$G$77,GI!$C$80:$G$80),($G119-_xlfn.XLOOKUP($D119,GI!$C$77:$G$77,GI!$C$80:$G$80))/4,0))\n*_xlfn.XLOOKUP(U$6,Daten!$B$151:$M$151,Daten!$B$150:$M$150)*$Q119*24/1000)","v":0},{"$f":"IF($D119=\"\",0,(_xlfn.XLOOKUP($D119,Daten!$A$152:$A$154,_xlfn.XLOOKUP(V$6,Daten!$B$151:$M$151,Daten!$B$152:$M$154))\n+IF($G119>_xlfn.XLOOKUP($D119,GI!$C$77:$G$77,GI!$C$80:$G$80),($G119-_xlfn.XLOOKUP($D119,GI!$C$77:$G$77,GI!$C$80:$G$80))/4,0))\n*_xlfn.XLOOKUP(V$6,Daten!$B$151:$M$151,Daten!$B$150:$M$150)*$Q119*24/1000)","v":0},{"$f":"IF($D119=\"\",0,(_xlfn.XLOOKUP($D119,Daten!$A$152:$A$154,_xlfn.XLOOKUP(W$6,Daten!$B$151:$M$151,Daten!$B$152:$M$154))\n+IF($G119>_xlfn.XLOOKUP($D119,GI!$C$77:$G$77,GI!$C$80:$G$80),($G119-_xlfn.XLOOKUP($D119,GI!$C$77:$G$77,GI!$C$80:$G$80))/4,0))\n*_xlfn.XLOOKUP(W$6,Daten!$B$151:$M$151,Daten!$B$150:$M$150)*$Q119*24/1000)","v":0},{"$f":"IF($D119=\"\",0,(_xlfn.XLOOKUP($D119,Daten!$A$152:$A$154,_xlfn.XLOOKUP(X$6,Daten!$B$151:$M$151,Daten!$B$152:$M$154))\n+IF($G119>_xlfn.XLOOKUP($D119,GI!$C$77:$G$77,GI!$C$80:$G$80),($G119-_xlfn.XLOOKUP($D119,GI!$C$77:$G$77,GI!$C$80:$G$80))/4,0))\n*_xlfn.XLOOKUP(X$6,Daten!$B$151:$M$151,Daten!$B$150:$M$150)*$Q119*24/1000)","v":0},{"$f":"IF($D119=\"\",0,(_xlfn.XLOOKUP($D119,Daten!$A$152:$A$154,_xlfn.XLOOKUP(Y$6,Daten!$B$151:$M$151,Daten!$B$152:$M$154))\n+IF($G119>_xlfn.XLOOKUP($D119,GI!$C$77:$G$77,GI!$C$80:$G$80),($G119-_xlfn.XLOOKUP($D119,GI!$C$77:$G$77,GI!$C$80:$G$80))/4,0))\n*_xlfn.XLOOKUP(Y$6,Daten!$B$151:$M$151,Daten!$B$150:$M$150)*$Q119*24/1000)","v":0},{"$f":"IF($D119=\"\",0,(_xlfn.XLOOKUP($D119,Daten!$A$152:$A$154,_xlfn.XLOOKUP(Z$6,Daten!$B$151:$M$151,Daten!$B$152:$M$154))\n+IF($G119>_xlfn.XLOOKUP($D119,GI!$C$77:$G$77,GI!$C$80:$G$80),($G119-_xlfn.XLOOKUP($D119,GI!$C$77:$G$77,GI!$C$80:$G$80))/4,0))\n*_xlfn.XLOOKUP(Z$6,Daten!$B$151:$M$151,Daten!$B$150:$M$150)*$Q119*24/1000)","v":0},{"$f":"IF($D119=\"\",0,(_xlfn.XLOOKUP($D119,Daten!$A$152:$A$154,_xlfn.XLOOKUP(AA$6,Daten!$B$151:$M$151,Daten!$B$152:$M$154))\n+IF($G119>_xlfn.XLOOKUP($D119,GI!$C$77:$G$77,GI!$C$80:$G$80),($G119-_xlfn.XLOOKUP($D119,GI!$C$77:$G$77,GI!$C$80:$G$80))/4,0))\n*_xlfn.XLOOKUP(AA$6,Daten!$B$151:$M$151,Daten!$B$150:$M$150)*$Q119*24/1000)","v":0},{"$f":"IF($D119=\"\",0,(_xlfn.XLOOKUP($D119,Daten!$A$152:$A$154,_xlfn.XLOOKUP(AB$6,Daten!$B$151:$M$151,Daten!$B$152:$M$154))\n+IF($G119>_xlfn.XLOOKUP($D119,GI!$C$77:$G$77,GI!$C$80:$G$80),($G119-_xlfn.XLOOKUP($D119,GI!$C$77:$G$77,GI!$C$80:$G$80))/4,0))\n*_xlfn.XLOOKUP(AB$6,Daten!$B$151:$M$151,Daten!$B$150:$M$150)*$Q119*24/1000)","v":0},{"$f":"IF($D119=\"\",0,(_xlfn.XLOOKUP($D119,Daten!$A$152:$A$154,_xlfn.XLOOKUP(AC$6,Daten!$B$151:$M$151,Daten!$B$152:$M$154))\n+IF($G119>_xlfn.XLOOKUP($D119,GI!$C$77:$G$77,GI!$C$80:$G$80),($G119-_xlfn.XLOOKUP($D119,GI!$C$77:$G$77,GI!$C$80:$G$80))/4,0))\n*_xlfn.XLOOKUP(AC$6,Daten!$B$151:$M$151,Daten!$B$150:$M$150)*$Q119*24/1000)","v":0},{"$f":"SUM(R119:AC119)","v":0}]
[{"$nulls":7},"",{"$nulls":8},0,{"$f":"IF($D120=\"\",0,(_xlfn.XLOOKUP($D120,Daten!$A$152:$A$154,_xlfn.XLOOKUP(R$6,Daten!$B$151:$M$151,Daten!$B$152:$M$154))\n+IF($G120>_xlfn.XLOOKUP($D120,GI!$C$77:$G$77,GI!$C$80:$G$80),($G120-_xlfn.XLOOKUP($D120,GI!$C$77:$G$77,GI!$C$80:$G$80))/4,0))\n*_xlfn.XLOOKUP(R$6,Daten!$B$151:$M$151,Daten!$B$150:$M$150)*$Q120*24/1000)","v":0},{"$f":"IF($D120=\"\",0,(_xlfn.XLOOKUP($D120,Daten!$A$152:$A$154,_xlfn.XLOOKUP(S$6,Daten!$B$151:$M$151,Daten!$B$152:$M$154))\n+IF($G120>_xlfn.XLOOKUP($D120,GI!$C$77:$G$77,GI!$C$80:$G$80),($G120-_xlfn.XLOOKUP($D120,GI!$C$77:$G$77,GI!$C$80:$G$80))/4,0))\n*_xlfn.XLOOKUP(S$6,Daten!$B$151:$M$151,Daten!$B$150:$M$150)*$Q120*24/1000)","v":0},{"$f":"IF($D120=\"\",0,(_xlfn.XLOOKUP($D120,Daten!$A$152:$A$154,_xlfn.XLOOKUP(T$6,Daten!$B$151:$M$151,Daten!$B$152:$M$154))\n+IF($G120>_xlfn.XLOOKUP($D120,GI!$C$77:$G$77,GI!$C$80:$G$80),($G120-_xlfn.XLOOKUP($D120,GI!$C$77:$G$77,GI!$C$80:$G$80))/4,0))\n*_xlfn.XLOOKUP(T$6,Daten!$B$151:$M$151,Daten!$B$150:$M$150)*$Q120*24/1000)","v":0},{"$f":"IF($D120=\"\",0,(_xlfn.XLOOKUP($D120,Daten!$A$152:$A$154,_xlfn.XLOOKUP(U$6,Daten!$B$151:$M$151,Daten!$B$152:$M$154))\n+IF($G120>_xlfn.XLOOKUP($D120,GI!$C$77:$G$77,GI!$C$80:$G$80),($G120-_xlfn.XLOOKUP($D120,GI!$C$77:$G$77,GI!$C$80:$G$80))/4,0))\n*_xlfn.XLOOKUP(U$6,Daten!$B$151:$M$151,Daten!$B$150:$M$150)*$Q120*24/1000)","v":0},{"$f":"IF($D120=\"\",0,(_xlfn.XLOOKUP($D120,Daten!$A$152:$A$154,_xlfn.XLOOKUP(V$6,Daten!$B$151:$M$151,Daten!$B$152:$M$154))\n+IF($G120>_xlfn.XLOOKUP($D120,GI!$C$77:$G$77,GI!$C$80:$G$80),($G120-_xlfn.XLOOKUP($D120,GI!$C$77:$G$77,GI!$C$80:$G$80))/4,0))\n*_xlfn.XLOOKUP(V$6,Daten!$B$151:$M$151,Daten!$B$150:$M$150)*$Q120*24/1000)","v":0},{"$f":"IF($D120=\"\",0,(_xlfn.XLOOKUP($D120,Daten!$A$152:$A$154,_xlfn.XLOOKUP(W$6,Daten!$B$151:$M$151,Daten!$B$152:$M$154))\n+IF($G120>_xlfn.XLOOKUP($D120,GI!$C$77:$G$77,GI!$C$80:$G$80),($G120-_xlfn.XLOOKUP($D120,GI!$C$77:$G$77,GI!$C$80:$G$80))/4,0))\n*_xlfn.XLOOKUP(W$6,Daten!$B$151:$M$151,Daten!$B$150:$M$150)*$Q120*24/1000)","v":0},{"$f":"IF($D120=\"\",0,(_xlfn.XLOOKUP($D120,Daten!$A$152:$A$154,_xlfn.XLOOKUP(X$6,Daten!$B$151:$M$151,Daten!$B$152:$M$154))\n+IF($G120>_xlfn.XLOOKUP($D120,GI!$C$77:$G$77,GI!$C$80:$G$80),($G120-_xlfn.XLOOKUP($D120,GI!$C$77:$G$77,GI!$C$80:$G$80))/4,0))\n*_xlfn.XLOOKUP(X$6,Daten!$B$151:$M$151,Daten!$B$150:$M$150)*$Q120*24/1000)","v":0},{"$f":"IF($D120=\"\",0,(_xlfn.XLOOKUP($D120,Daten!$A$152:$A$154,_xlfn.XLOOKUP(Y$6,Daten!$B$151:$M$151,Daten!$B$152:$M$154))\n+IF($G120>_xlfn.XLOOKUP($D120,GI!$C$77:$G$77,GI!$C$80:$G$80),($G120-_xlfn.XLOOKUP($D120,GI!$C$77:$G$77,GI!$C$80:$G$80))/4,0))\n*_xlfn.XLOOKUP(Y$6,Daten!$B$151:$M$151,Daten!$B$150:$M$150)*$Q120*24/1000)","v":0},{"$f":"IF($D120=\"\",0,(_xlfn.XLOOKUP($D120,Daten!$A$152:$A$154,_xlfn.XLOOKUP(Z$6,Daten!$B$151:$M$151,Daten!$B$152:$M$154))\n+IF($G120>_xlfn.XLOOKUP($D120,GI!$C$77:$G$77,GI!$C$80:$G$80),($G120-_xlfn.XLOOKUP($D120,GI!$C$77:$G$77,GI!$C$80:$G$80))/4,0))\n*_xlfn.XLOOKUP(Z$6,Daten!$B$151:$M$151,Daten!$B$150:$M$150)*$Q120*24/1000)","v":0},{"$f":"IF($D120=\"\",0,(_xlfn.XLOOKUP($D120,Daten!$A$152:$A$154,_xlfn.XLOOKUP(AA$6,Daten!$B$151:$M$151,Daten!$B$152:$M$154))\n+IF($G120>_xlfn.XLOOKUP($D120,GI!$C$77:$G$77,GI!$C$80:$G$80),($G120-_xlfn.XLOOKUP($D120,GI!$C$77:$G$77,GI!$C$80:$G$80))/4,0))\n*_xlfn.XLOOKUP(AA$6,Daten!$B$151:$M$151,Daten!$B$150:$M$150)*$Q120*24/1000)","v":0},{"$f":"IF($D120=\"\",0,(_xlfn.XLOOKUP($D120,Daten!$A$152:$A$154,_xlfn.XLOOKUP(AB$6,Daten!$B$151:$M$151,Daten!$B$152:$M$154))\n+IF($G120>_xlfn.XLOOKUP($D120,GI!$C$77:$G$77,GI!$C$80:$G$80),($G120-_xlfn.XLOOKUP($D120,GI!$C$77:$G$77,GI!$C$80:$G$80))/4,0))\n*_xlfn.XLOOKUP(AB$6,Daten!$B$151:$M$151,Daten!$B$150:$M$150)*$Q120*24/1000)","v":0},{"$f":"IF($D120=\"\",0,(_xlfn.XLOOKUP($D120,Daten!$A$152:$A$154,_xlfn.XLOOKUP(AC$6,Daten!$B$151:$M$151,Daten!$B$152:$M$154))\n+IF($G120>_xlfn.XLOOKUP($D120,GI!$C$77:$G$77,GI!$C$80:$G$80),($G120-_xlfn.XLOOKUP($D120,GI!$C$77:$G$77,GI!$C$80:$G$80))/4,0))\n*_xlfn.XLOOKUP(AC$6,Daten!$B$151:$M$151,Daten!$B$150:$M$150)*$Q120*24/1000)","v":0},0]
[{"$nulls":7},{"$f":"IF(NOT(ISBLANK(C121)),1,\"\")","v":""},{"$nulls":8},0,{"$f":"IF($D121=\"\",0,(_xlfn.XLOOKUP($D121,Daten!$A$152:$A$154,_xlfn.XLOOKUP(R$6,Daten!$B$151:$M$151,Daten!$B$152:$M$154))\n+IF($G121>_xlfn.XLOOKUP($D121,GI!$C$77:$G$77,GI!$C$80:$G$80),($G121-_xlfn.XLOOKUP($D121,GI!$C$77:$G$77,GI!$C$80:$G$80))/4,0))\n*_xlfn.XLOOKUP(R$6,Daten!$B$151:$M$151,Daten!$B$150:$M$150)*$Q121*24/1000)","v":0},{"$f":"IF($D121=\"\",0,(_xlfn.XLOOKUP($D121,Daten!$A$152:$A$154,_xlfn.XLOOKUP(S$6,Daten!$B$151:$M$151,Daten!$B$152:$M$154))\n+IF($G121>_xlfn.XLOOKUP($D121,GI!$C$77:$G$77,GI!$C$80:$G$80),($G121-_xlfn.XLOOKUP($D121,GI!$C$77:$G$77,GI!$C$80:$G$80))/4,0))\n*_xlfn.XLOOKUP(S$6,Daten!$B$151:$M$151,Daten!$B$150:$M$150)*$Q121*24/1000)","v":0},{"$f":"IF($D121=\"\",0,(_xlfn.XLOOKUP($D121,Daten!$A$152:$A$154,_xlfn.XLOOKUP(T$6,Daten!$B$151:$M$151,Daten!$B$152:$M$154))\n+IF($G121>_xlfn.XLOOKUP($D121,GI!$C$77:$G$77,GI!$C$80:$G$80),($G121-_xlfn.XLOOKUP($D121,GI!$C$77:$G$77,GI!$C$80:$G$80))/4,0))\n*_xlfn.XLOOKUP(T$6,Daten!$B$151:$M$151,Daten!$B$150:$M$150)*$Q121*24/1000)","v":0},{"$f":"IF($D121=\"\",0,(_xlfn.XLOOKUP($D121,Daten!$A$152:$A$154,_xlfn.XLOOKUP(U$6,Daten!$B$151:$M$151,Daten!$B$152:$M$154))\n+IF($G121>_xlfn.XLOOKUP($D121,GI!$C$77:$G$77,GI!$C$80:$G$80),($G121-_xlfn.XLOOKUP($D121,GI!$C$77:$G$77,GI!$C$80:$G$80))/4,0))\n*_xlfn.XLOOKUP(U$6,Daten!$B$151:$M$151,Daten!$B$150:$M$150)*$Q121*24/1000)","v":0},{"$f":"IF($D121=\"\",0,(_xlfn.XLOOKUP($D121,Daten!$A$152:$A$154,_xlfn.XLOOKUP(V$6,Daten!$B$151:$M$151,Daten!$B$152:$M$154))\n+IF($G121>_xlfn.XLOOKUP($D121,GI!$C$77:$G$77,GI!$C$80:$G$80),($G121-_xlfn.XLOOKUP($D121,GI!$C$77:$G$77,GI!$C$80:$G$80))/4,0))\n*_xlfn.XLOOKUP(V$6,Daten!$B$151:$M$151,Daten!$B$150:$M$150)*$Q121*24/1000)","v":0},{"$f":"IF($D121=\"\",0,(_xlfn.XLOOKUP($D121,Daten!$A$152:$A$154,_xlfn.XLOOKUP(W$6,Daten!$B$151:$M$151,Daten!$B$152:$M$154))\n+IF($G121>_xlfn.XLOOKUP($D121,GI!$C$77:$G$77,GI!$C$80:$G$80),($G121-_xlfn.XLOOKUP($D121,GI!$C$77:$G$77,GI!$C$80:$G$80))/4,0))\n*_xlfn.XLOOKUP(W$6,Daten!$B$151:$M$151,Daten!$B$150:$M$150)*$Q121*24/1000)","v":0},{"$f":"IF($D121=\"\",0,(_xlfn.XLOOKUP($D121,Daten!$A$152:$A$154,_xlfn.XLOOKUP(X$6,Daten!$B$151:$M$151,Daten!$B$152:$M$154))\n+IF($G121>_xlfn.XLOOKUP($D121,GI!$C$77:$G$77,GI!$C$80:$G$80),($G121-_xlfn.XLOOKUP($D121,GI!$C$77:$G$77,GI!$C$80:$G$80))/4,0))\n*_xlfn.XLOOKUP(X$6,Daten!$B$151:$M$151,Daten!$B$150:$M$150)*$Q121*24/1000)","v":0},{"$f":"IF($D121=\"\",0,(_xlfn.XLOOKUP($D121,Daten!$A$152:$A$154,_xlfn.XLOOKUP(Y$6,Daten!$B$151:$M$151,Daten!$B$152:$M$154))\n+IF($G121>_xlfn.XLOOKUP($D121,GI!$C$77:$G$77,GI!$C$80:$G$80),($G121-_xlfn.XLOOKUP($D121,GI!$C$77:$G$77,GI!$C$80:$G$80))/4,0))\n*_xlfn.XLOOKUP(Y$6,Daten!$B$151:$M$151,Daten!$B$150:$M$150)*$Q121*24/1000)","v":0},{"$f":"IF($D121=\"\",0,(_xlfn.XLOOKUP($D121,Daten!$A$152:$A$154,_xlfn.XLOOKUP(Z$6,Daten!$B$151:$M$151,Daten!$B$152:$M$154))\n+IF($G121>_xlfn.XLOOKUP($D121,GI!$C$77:$G$77,GI!$C$80:$G$80),($G121-_xlfn.XLOOKUP($D121,GI!$C$77:$G$77,GI!$C$80:$G$80))/4,0))\n*_xlfn.XLOOKUP(Z$6,Daten!$B$151:$M$151,Daten!$B$150:$M$150)*$Q121*24/1000)","v":0},{"$f":"IF($D121=\"\",0,(_xlfn.XLOOKUP($D121,Daten!$A$152:$A$154,_xlfn.XLOOKUP(AA$6,Daten!$B$151:$M$151,Daten!$B$152:$M$154))\n+IF($G121>_xlfn.XLOOKUP($D121,GI!$C$77:$G$77,GI!$C$80:$G$80),($G121-_xlfn.XLOOKUP($D121,GI!$C$77:$G$77,GI!$C$80:$G$80))/4,0))\n*_xlfn.XLOOKUP(AA$6,Daten!$B$151:$M$151,Daten!$B$150:$M$150)*$Q121*24/1000)","v":0},{"$f":"IF($D121=\"\",0,(_xlfn.XLOOKUP($D121,Daten!$A$152:$A$154,_xlfn.XLOOKUP(AB$6,Daten!$B$151:$M$151,Daten!$B$152:$M$154))\n+IF($G121>_xlfn.XLOOKUP($D121,GI!$C$77:$G$77,GI!$C$80:$G$80),($G121-_xlfn.XLOOKUP($D121,GI!$C$77:$G$77,GI!$C$80:$G$80))/4,0))\n*_xlfn.XLOOKUP(AB$6,Daten!$B$151:$M$151,Daten!$B$150:$M$150)*$Q121*24/1000)","v":0},{"$f":"IF($D121=\"\",0,(_xlfn.XLOOKUP($D121,Daten!$A$152:$A$154,_xlfn.XLOOKUP(AC$6,Daten!$B$151:$M$151,Daten!$B$152:$M$154))\n+IF($G121>_xlfn.XLOOKUP($D121,GI!$C$77:$G$77,GI!$C$80:$G$80),($G121-_xlfn.XLOOKUP($D121,GI!$C$77:$G$77,GI!$C$80:$G$80))/4,0))\n*_xlfn.XLOOKUP(AC$6,Daten!$B$151:$M$151,Daten!$B$150:$M$150)*$Q121*24/1000)","v":0},0]
[]
[null,null,"2.2.1 Fotos, Beschreibungen und Bemerkungen"]
[null,null,"Freitext. "]
[]
[null,null,"2.3 Fenster gg. unbeheizt/Erdreich",{"$nulls":10},"Summe erfasster Flächen [m²]",{"$f":"SUM(E127:E129)","v":0}]
[{"$nulls":7},{"$f":"IF(NOT(ISBLANK(C127)),1,\"\")","v":""},{"$nulls":8},{"$f":"IF($P$3,P127,E127*F127*IF(AND(H127>0,H127<1),H127,1))","v":0},{"$f":"IF($D127=\"\",0,(_xlfn.XLOOKUP($D127,Daten!$A$152:$A$154,_xlfn.XLOOKUP(R$6,Daten!$B$151:$M$151,Daten!$B$152:$M$154))\n+IF($G127>_xlfn.XLOOKUP($D127,GI!$C$77:$G$77,GI!$C$80:$G$80),($G127-_xlfn.XLOOKUP($D127,GI!$C$77:$G$77,GI!$C$80:$G$80))/4,0))\n*_xlfn.XLOOKUP(R$6,Daten!$B$151:$M$151,Daten!$B$150:$M$150)*$Q127*24/1000)","v":0},{"$f":"IF($D127=\"\",0,(_xlfn.XLOOKUP($D127,Daten!$A$152:$A$154,_xlfn.XLOOKUP(S$6,Daten!$B$151:$M$151,Daten!$B$152:$M$154))\n+IF($G127>_xlfn.XLOOKUP($D127,GI!$C$77:$G$77,GI!$C$80:$G$80),($G127-_xlfn.XLOOKUP($D127,GI!$C$77:$G$77,GI!$C$80:$G$80))/4,0))\n*_xlfn.XLOOKUP(S$6,Daten!$B$151:$M$151,Daten!$B$150:$M$150)*$Q127*24/1000)","v":0},{"$f":"IF($D127=\"\",0,(_xlfn.XLOOKUP($D127,Daten!$A$152:$A$154,_xlfn.XLOOKUP(T$6,Daten!$B$151:$M$151,Daten!$B$152:$M$154))\n+IF($G127>_xlfn.XLOOKUP($D127,GI!$C$77:$G$77,GI!$C$80:$G$80),($G127-_xlfn.XLOOKUP($D127,GI!$C$77:$G$77,GI!$C$80:$G$80))/4,0))\n*_xlfn.XLOOKUP(T$6,Daten!$B$151:$M$151,Daten!$B$150:$M$150)*$Q127*24/1000)","v":0},{"$f":"IF($D127=\"\",0,(_xlfn.XLOOKUP($D127,Daten!$A$152:$A$154,_xlfn.XLOOKUP(U$6,Daten!$B$151:$M$151,Daten!$B$152:$M$154))\n+IF($G127>_xlfn.XLOOKUP($D127,GI!$C$77:$G$77,GI!$C$80:$G$80),($G127-_xlfn.XLOOKUP($D127,GI!$C$77:$G$77,GI!$C$80:$G$80))/4,0))\n*_xlfn.XLOOKUP(U$6,Daten!$B$151:$M$151,Daten!$B$150:$M$150)*$Q127*24/1000)","v":0},{"$f":"IF($D127=\"\",0,(_xlfn.XLOOKUP($D127,Daten!$A$152:$A$154,_xlfn.XLOOKUP(V$6,Daten!$B$151:$M$151,Daten!$B$152:$M$154))\n+IF($G127>_xlfn.XLOOKUP($D127,GI!$C$77:$G$77,GI!$C$80:$G$80),($G127-_xlfn.XLOOKUP($D127,GI!$C$77:$G$77,GI!$C$80:$G$80))/4,0))\n*_xlfn.XLOOKUP(V$6,Daten!$B$151:$M$151,Daten!$B$150:$M$150)*$Q127*24/1000)","v":0},{"$f":"IF($D127=\"\",0,(_xlfn.XLOOKUP($D127,Daten!$A$152:$A$154,_xlfn.XLOOKUP(W$6,Daten!$B$151:$M$151,Daten!$B$152:$M$154))\n+IF($G127>_xlfn.XLOOKUP($D127,GI!$C$77:$G$77,GI!$C$80:$G$80),($G127-_xlfn.XLOOKUP($D127,GI!$C$77:$G$77,GI!$C$80:$G$80))/4,0))\n*_xlfn.XLOOKUP(W$6,Daten!$B$151:$M$151,Daten!$B$150:$M$150)*$Q127*24/1000)","v":0},{"$f":"IF($D127=\"\",0,(_xlfn.XLOOKUP($D127,Daten!$A$152:$A$154,_xlfn.XLOOKUP(X$6,Daten!$B$151:$M$151,Daten!$B$152:$M$154))\n+IF($G127>_xlfn.XLOOKUP($D127,GI!$C$77:$G$77,GI!$C$80:$G$80),($G127-_xlfn.XLOOKUP($D127,GI!$C$77:$G$77,GI!$C$80:$G$80))/4,0))\n*_xlfn.XLOOKUP(X$6,Daten!$B$151:$M$151,Daten!$B$150:$M$150)*$Q127*24/1000)","v":0},{"$f":"IF($D127=\"\",0,(_xlfn.XLOOKUP($D127,Daten!$A$152:$A$154,_xlfn.XLOOKUP(Y$6,Daten!$B$151:$M$151,Daten!$B$152:$M$154))\n+IF($G127>_xlfn.XLOOKUP($D127,GI!$C$77:$G$77,GI!$C$80:$G$80),($G127-_xlfn.XLOOKUP($D127,GI!$C$77:$G$77,GI!$C$80:$G$80))/4,0))\n*_xlfn.XLOOKUP(Y$6,Daten!$B$151:$M$151,Daten!$B$150:$M$150)*$Q127*24/1000)","v":0},{"$f":"IF($D127=\"\",0,(_xlfn.XLOOKUP($D127,Daten!$A$152:$A$154,_xlfn.XLOOKUP(Z$6,Daten!$B$151:$M$151,Daten!$B$152:$M$154))\n+IF($G127>_xlfn.XLOOKUP($D127,GI!$C$77:$G$77,GI!$C$80:$G$80),($G127-_xlfn.XLOOKUP($D127,GI!$C$77:$G$77,GI!$C$80:$G$80))/4,0))\n*_xlfn.XLOOKUP(Z$6,Daten!$B$151:$M$151,Daten!$B$150:$M$150)*$Q127*24/1000)","v":0},{"$f":"IF($D127=\"\",0,(_xlfn.XLOOKUP($D127,Daten!$A$152:$A$154,_xlfn.XLOOKUP(AA$6,Daten!$B$151:$M$151,Daten!$B$152:$M$154))\n+IF($G127>_xlfn.XLOOKUP($D127,GI!$C$77:$G$77,GI!$C$80:$G$80),($G127-_xlfn.XLOOKUP($D127,GI!$C$77:$G$77,GI!$C$80:$G$80))/4,0))\n*_xlfn.XLOOKUP(AA$6,Daten!$B$151:$M$151,Daten!$B$150:$M$150)*$Q127*24/1000)","v":0},{"$f":"IF($D127=\"\",0,(_xlfn.XLOOKUP($D127,Daten!$A$152:$A$154,_xlfn.XLOOKUP(AB$6,Daten!$B$151:$M$151,Daten!$B$152:$M$154))\n+IF($G127>_xlfn.XLOOKUP($D127,GI!$C$77:$G$77,GI!$C$80:$G$80),($G127-_xlfn.XLOOKUP($D127,GI!$C$77:$G$77,GI!$C$80:$G$80))/4,0))\n*_xlfn.XLOOKUP(AB$6,Daten!$B$151:$M$151,Daten!$B$150:$M$150)*$Q127*24/1000)","v":0},{"$f":"IF($D127=\"\",0,(_xlfn.XLOOKUP($D127,Daten!$A$152:$A$154,_xlfn.XLOOKUP(AC$6,Daten!$B$151:$M$151,Daten!$B$152:$M$154))\n+IF($G127>_xlfn.XLOOKUP($D127,GI!$C$77:$G$77,GI!$C$80:$G$80),($G127-_xlfn.XLOOKUP($D127,GI!$C$77:$G$77,GI!$C$80:$G$80))/4,0))\n*_xlfn.XLOOKUP(AC$6,Daten!$B$151:$M$151,Daten!$B$150:$M$150)*$Q127*24/1000)","v":0},{"$f":"SUM(R127:AC127)","v":0}]
[{"$nulls":7},{"$f":"IF(NOT(ISBLANK(C128)),1,\"\")","v":""},{"$nulls":8},{"$f":"IF($P$3,P128,E128*F128*IF(AND(H128>0,H128<1),H128,1))","v":0},{"$f":"IF($D128=\"\",0,(_xlfn.XLOOKUP($D128,Daten!$A$152:$A$154,_xlfn.XLOOKUP(R$6,Daten!$B$151:$M$151,Daten!$B$152:$M$154))\n+IF($G128>_xlfn.XLOOKUP($D128,GI!$C$77:$G$77,GI!$C$80:$G$80),($G128-_xlfn.XLOOKUP($D128,GI!$C$77:$G$77,GI!$C$80:$G$80))/4,0))\n*_xlfn.XLOOKUP(R$6,Daten!$B$151:$M$151,Daten!$B$150:$M$150)*$Q128*24/1000)","v":0},{"$f":"IF($D128=\"\",0,(_xlfn.XLOOKUP($D128,Daten!$A$152:$A$154,_xlfn.XLOOKUP(S$6,Daten!$B$151:$M$151,Daten!$B$152:$M$154))\n+IF($G128>_xlfn.XLOOKUP($D128,GI!$C$77:$G$77,GI!$C$80:$G$80),($G128-_xlfn.XLOOKUP($D128,GI!$C$77:$G$77,GI!$C$80:$G$80))/4,0))\n*_xlfn.XLOOKUP(S$6,Daten!$B$151:$M$151,Daten!$B$150:$M$150)*$Q128*24/1000)","v":0},{"$f":"IF($D128=\"\",0,(_xlfn.XLOOKUP($D128,Daten!$A$152:$A$154,_xlfn.XLOOKUP(T$6,Daten!$B$151:$M$151,Daten!$B$152:$M$154))\n+IF($G128>_xlfn.XLOOKUP($D128,GI!$C$77:$G$77,GI!$C$80:$G$80),($G128-_xlfn.XLOOKUP($D128,GI!$C$77:$G$77,GI!$C$80:$G$80))/4,0))\n*_xlfn.XLOOKUP(T$6,Daten!$B$151:$M$151,Daten!$B$150:$M$150)*$Q128*24/1000)","v":0},{"$f":"IF($D128=\"\",0,(_xlfn.XLOOKUP($D128,Daten!$A$152:$A$154,_xlfn.XLOOKUP(U$6,Daten!$B$151:$M$151,Daten!$B$152:$M$154))\n+IF($G128>_xlfn.XLOOKUP($D128,GI!$C$77:$G$77,GI!$C$80:$G$80),($G128-_xlfn.XLOOKUP($D128,GI!$C$77:$G$77,GI!$C$80:$G$80))/4,0))\n*_xlfn.XLOOKUP(U$6,Daten!$B$151:$M$151,Daten!$B$150:$M$150)*$Q128*24/1000)","v":0},{"$f":"IF($D128=\"\",0,(_xlfn.XLOOKUP($D128,Daten!$A$152:$A$154,_xlfn.XLOOKUP(V$6,Daten!$B$151:$M$151,Daten!$B$152:$M$154))\n+IF($G128>_xlfn.XLOOKUP($D128,GI!$C$77:$G$77,GI!$C$80:$G$80),($G128-_xlfn.XLOOKUP($D128,GI!$C$77:$G$77,GI!$C$80:$G$80))/4,0))\n*_xlfn.XLOOKUP(V$6,Daten!$B$151:$M$151,Daten!$B$150:$M$150)*$Q128*24/1000)","v":0},{"$f":"IF($D128=\"\",0,(_xlfn.XLOOKUP($D128,Daten!$A$152:$A$154,_xlfn.XLOOKUP(W$6,Daten!$B$151:$M$151,Daten!$B$152:$M$154))\n+IF($G128>_xlfn.XLOOKUP($D128,GI!$C$77:$G$77,GI!$C$80:$G$80),($G128-_xlfn.XLOOKUP($D128,GI!$C$77:$G$77,GI!$C$80:$G$80))/4,0))\n*_xlfn.XLOOKUP(W$6,Daten!$B$151:$M$151,Daten!$B$150:$M$150)*$Q128*24/1000)","v":0},{"$f":"IF($D128=\"\",0,(_xlfn.XLOOKUP($D128,Daten!$A$152:$A$154,_xlfn.XLOOKUP(X$6,Daten!$B$151:$M$151,Daten!$B$152:$M$154))\n+IF($G128>_xlfn.XLOOKUP($D128,GI!$C$77:$G$77,GI!$C$80:$G$80),($G128-_xlfn.XLOOKUP($D128,GI!$C$77:$G$77,GI!$C$80:$G$80))/4,0))\n*_xlfn.XLOOKUP(X$6,Daten!$B$151:$M$151,Daten!$B$150:$M$150)*$Q128*24/1000)","v":0},{"$f":"IF($D128=\"\",0,(_xlfn.XLOOKUP($D128,Daten!$A$152:$A$154,_xlfn.XLOOKUP(Y$6,Daten!$B$151:$M$151,Daten!$B$152:$M$154))\n+IF($G128>_xlfn.XLOOKUP($D128,GI!$C$77:$G$77,GI!$C$80:$G$80),($G128-_xlfn.XLOOKUP($D128,GI!$C$77:$G$77,GI!$C$80:$G$80))/4,0))\n*_xlfn.XLOOKUP(Y$6,Daten!$B$151:$M$151,Daten!$B$150:$M$150)*$Q128*24/1000)","v":0},{"$f":"IF($D128=\"\",0,(_xlfn.XLOOKUP($D128,Daten!$A$152:$A$154,_xlfn.XLOOKUP(Z$6,Daten!$B$151:$M$151,Daten!$B$152:$M$154))\n+IF($G128>_xlfn.XLOOKUP($D128,GI!$C$77:$G$77,GI!$C$80:$G$80),($G128-_xlfn.XLOOKUP($D128,GI!$C$77:$G$77,GI!$C$80:$G$80))/4,0))\n*_xlfn.XLOOKUP(Z$6,Daten!$B$151:$M$151,Daten!$B$150:$M$150)*$Q128*24/1000)","v":0},{"$f":"IF($D128=\"\",0,(_xlfn.XLOOKUP($D128,Daten!$A$152:$A$154,_xlfn.XLOOKUP(AA$6,Daten!$B$151:$M$151,Daten!$B$152:$M$154))\n+IF($G128>_xlfn.XLOOKUP($D128,GI!$C$77:$G$77,GI!$C$80:$G$80),($G128-_xlfn.XLOOKUP($D128,GI!$C$77:$G$77,GI!$C$80:$G$80))/4,0))\n*_xlfn.XLOOKUP(AA$6,Daten!$B$151:$M$151,Daten!$B$150:$M$150)*$Q128*24/1000)","v":0},{"$f":"IF($D128=\"\",0,(_xlfn.XLOOKUP($D128,Daten!$A$152:$A$154,_xlfn.XLOOKUP(AB$6,Daten!$B$151:$M$151,Daten!$B$152:$M$154))\n+IF($G128>_xlfn.XLOOKUP($D128,GI!$C$77:$G$77,GI!$C$80:$G$80),($G128-_xlfn.XLOOKUP($D128,GI!$C$77:$G$77,GI!$C$80:$G$80))/4,0))\n*_xlfn.XLOOKUP(AB$6,Daten!$B$151:$M$151,Daten!$B$150:$M$150)*$Q128*24/1000)","v":0},{"$f":"IF($D128=\"\",0,(_xlfn.XLOOKUP($D128,Daten!$A$152:$A$154,_xlfn.XLOOKUP(AC$6,Daten!$B$151:$M$151,Daten!$B$152:$M$154))\n+IF($G128>_xlfn.XLOOKUP($D128,GI!$C$77:$G$77,GI!$C$80:$G$80),($G128-_xlfn.XLOOKUP($D128,GI!$C$77:$G$77,GI!$C$80:$G$80))/4,0))\n*_xlfn.XLOOKUP(AC$6,Daten!$B$151:$M$151,Daten!$B$150:$M$150)*$Q128*24/1000)","v":0},0]
[{"$nulls":7},{"$f":"IF(NOT(ISBLANK(C129)),1,\"\")","v":""},{"$nulls":8},{"$f":"IF($P$3,P129,E129*F129*IF(AND(H129>0,H129<1),H129,1))","v":0},{"$f":"IF($D129=\"\",0,(_xlfn.XLOOKUP($D129,Daten!$A$152:$A$154,_xlfn.XLOOKUP(R$6,Daten!$B$151:$M$151,Daten!$B$152:$M$154))\n+IF($G129>_xlfn.XLOOKUP($D129,GI!$C$77:$G$77,GI!$C$80:$G$80),($G129-_xlfn.XLOOKUP($D129,GI!$C$77:$G$77,GI!$C$80:$G$80))/4,0))\n*_xlfn.XLOOKUP(R$6,Daten!$B$151:$M$151,Daten!$B$150:$M$150)*$Q129*24/1000)","v":0},{"$f":"IF($D129=\"\",0,(_xlfn.XLOOKUP($D129,Daten!$A$152:$A$154,_xlfn.XLOOKUP(S$6,Daten!$B$151:$M$151,Daten!$B$152:$M$154))\n+IF($G129>_xlfn.XLOOKUP($D129,GI!$C$77:$G$77,GI!$C$80:$G$80),($G129-_xlfn.XLOOKUP($D129,GI!$C$77:$G$77,GI!$C$80:$G$80))/4,0))\n*_xlfn.XLOOKUP(S$6,Daten!$B$151:$M$151,Daten!$B$150:$M$150)*$Q129*24/1000)","v":0},{"$f":"IF($D129=\"\",0,(_xlfn.XLOOKUP($D129,Daten!$A$152:$A$154,_xlfn.XLOOKUP(T$6,Daten!$B$151:$M$151,Daten!$B$152:$M$154))\n+IF($G129>_xlfn.XLOOKUP($D129,GI!$C$77:$G$77,GI!$C$80:$G$80),($G129-_xlfn.XLOOKUP($D129,GI!$C$77:$G$77,GI!$C$80:$G$80))/4,0))\n*_xlfn.XLOOKUP(T$6,Daten!$B$151:$M$151,Daten!$B$150:$M$150)*$Q129*24/1000)","v":0},{"$f":"IF($D129=\"\",0,(_xlfn.XLOOKUP($D129,Daten!$A$152:$A$154,_xlfn.XLOOKUP(U$6,Daten!$B$151:$M$151,Daten!$B$152:$M$154))\n+IF($G129>_xlfn.XLOOKUP($D129,GI!$C$77:$G$77,GI!$C$80:$G$80),($G129-_xlfn.XLOOKUP($D129,GI!$C$77:$G$77,GI!$C$80:$G$80))/4,0))\n*_xlfn.XLOOKUP(U$6,Daten!$B$151:$M$151,Daten!$B$150:$M$150)*$Q129*24/1000)","v":0},{"$f":"IF($D129=\"\",0,(_xlfn.XLOOKUP($D129,Daten!$A$152:$A$154,_xlfn.XLOOKUP(V$6,Daten!$B$151:$M$151,Daten!$B$152:$M$154))\n+IF($G129>_xlfn.XLOOKUP($D129,GI!$C$77:$G$77,GI!$C$80:$G$80),($G129-_xlfn.XLOOKUP($D129,GI!$C$77:$G$77,GI!$C$80:$G$80))/4,0))\n*_xlfn.XLOOKUP(V$6,Daten!$B$151:$M$151,Daten!$B$150:$M$150)*$Q129*24/1000)","v":0},{"$f":"IF($D129=\"\",0,(_xlfn.XLOOKUP($D129,Daten!$A$152:$A$154,_xlfn.XLOOKUP(W$6,Daten!$B$151:$M$151,Daten!$B$152:$M$154))\n+IF($G129>_xlfn.XLOOKUP($D129,GI!$C$77:$G$77,GI!$C$80:$G$80),($G129-_xlfn.XLOOKUP($D129,GI!$C$77:$G$77,GI!$C$80:$G$80))/4,0))\n*_xlfn.XLOOKUP(W$6,Daten!$B$151:$M$151,Daten!$B$150:$M$150)*$Q129*24/1000)","v":0},{"$f":"IF($D129=\"\",0,(_xlfn.XLOOKUP($D129,Daten!$A$152:$A$154,_xlfn.XLOOKUP(X$6,Daten!$B$151:$M$151,Daten!$B$152:$M$154))\n+IF($G129>_xlfn.XLOOKUP($D129,GI!$C$77:$G$77,GI!$C$80:$G$80),($G129-_xlfn.XLOOKUP($D129,GI!$C$77:$G$77,GI!$C$80:$G$80))/4,0))\n*_xlfn.XLOOKUP(X$6,Daten!$B$151:$M$151,Daten!$B$150:$M$150)*$Q129*24/1000)","v":0},{"$f":"IF($D129=\"\",0,(_xlfn.XLOOKUP($D129,Daten!$A$152:$A$154,_xlfn.XLOOKUP(Y$6,Daten!$B$151:$M$151,Daten!$B$152:$M$154))\n+IF($G129>_xlfn.XLOOKUP($D129,GI!$C$77:$G$77,GI!$C$80:$G$80),($G129-_xlfn.XLOOKUP($D129,GI!$C$77:$G$77,GI!$C$80:$G$80))/4,0))\n*_xlfn.XLOOKUP(Y$6,Daten!$B$151:$M$151,Daten!$B$150:$M$150)*$Q129*24/1000)","v":0},{"$f":"IF($D129=\"\",0,(_xlfn.XLOOKUP($D129,Daten!$A$152:$A$154,_xlfn.XLOOKUP(Z$6,Daten!$B$151:$M$151,Daten!$B$152:$M$154))\n+IF($G129>_xlfn.XLOOKUP($D129,GI!$C$77:$G$77,GI!$C$80:$G$80),($G129-_xlfn.XLOOKUP($D129,GI!$C$77:$G$77,GI!$C$80:$G$80))/4,0))\n*_xlfn.XLOOKUP(Z$6,Daten!$B$151:$M$151,Daten!$B$150:$M$150)*$Q129*24/1000)","v":0},{"$f":"IF($D129=\"\",0,(_xlfn.XLOOKUP($D129,Daten!$A$152:$A$154,_xlfn.XLOOKUP(AA$6,Daten!$B$151:$M$151,Daten!$B$152:$M$154))\n+IF($G129>_xlfn.XLOOKUP($D129,GI!$C$77:$G$77,GI!$C$80:$G$80),($G129-_xlfn.XLOOKUP($D129,GI!$C$77:$G$77,GI!$C$80:$G$80))/4,0))\n*_xlfn.XLOOKUP(AA$6,Daten!$B$151:$M$151,Daten!$B$150:$M$150)*$Q129*24/1000)","v":0},{"$f":"IF($D129=\"\",0,(_xlfn.XLOOKUP($D129,Daten!$A$152:$A$154,_xlfn.XLOOKUP(AB$6,Daten!$B$151:$M$151,Daten!$B$152:$M$154))\n+IF($G129>_xlfn.XLOOKUP($D129,GI!$C$77:$G$77,GI!$C$80:$G$80),($G129-_xlfn.XLOOKUP($D129,GI!$C$77:$G$77,GI!$C$80:$G$80))/4,0))\n*_xlfn.XLOOKUP(AB$6,Daten!$B$151:$M$151,Daten!$B$150:$M$150)*$Q129*24/1000)","v":0},{"$f":"IF($D129=\"\",0,(_xlfn.XLOOKUP($D129,Daten!$A$152:$A$154,_xlfn.XLOOKUP(AC$6,Daten!$B$151:$M$151,Daten!$B$152:$M$154))\n+IF($G129>_xlfn.XLOOKUP($D129,GI!$C$77:$G$77,GI!$C$80:$G$80),($G129-_xlfn.XLOOKUP($D129,GI!$C$77:$G$77,GI!$C$80:$G$80))/4,0))\n*_xlfn.XLOOKUP(AC$6,Daten!$B$151:$M$151,Daten!$B$150:$M$150)*$Q129*24/1000)","v":0},0]
[]
[null,null,"2.3.1 Fotos, Beschreibungen und Bemerkungen"]
[null,null,"Freitext. "]
[]
[null,null,"2.4 Türen gg. unbeheizt/Erdreich",{"$nulls":10},"Summe erfasster Flächen [m²]",{"$f":"SUM(E135:E136)","v":0}]
[{"$nulls":7},{"$f":"IF(NOT(ISBLANK(C135)),1,\"\")","v":""},{"$nulls":8},{"$f":"IF($P$3,P135,E135*F135*IF(AND(H135>0,H135<1),H135,1))","v":0},{"$f":"IF($D135=\"\",0,(_xlfn.XLOOKUP($D135,Daten!$A$152:$A$154,_xlfn.XLOOKUP(R$6,Daten!$B$151:$M$151,Daten!$B$152:$M$154))\n+IF($G135>_xlfn.XLOOKUP($D135,GI!$C$77:$G$77,GI!$C$80:$G$80),($G135-_xlfn.XLOOKUP($D135,GI!$C$77:$G$77,GI!$C$80:$G$80))/4,0))\n*_xlfn.XLOOKUP(R$6,Daten!$B$151:$M$151,Daten!$B$150:$M$150)*$Q135*24/1000)","v":0},{"$f":"IF($D135=\"\",0,(_xlfn.XLOOKUP($D135,Daten!$A$152:$A$154,_xlfn.XLOOKUP(S$6,Daten!$B$151:$M$151,Daten!$B$152:$M$154))\n+IF($G135>_xlfn.XLOOKUP($D135,GI!$C$77:$G$77,GI!$C$80:$G$80),($G135-_xlfn.XLOOKUP($D135,GI!$C$77:$G$77,GI!$C$80:$G$80))/4,0))\n*_xlfn.XLOOKUP(S$6,Daten!$B$151:$M$151,Daten!$B$150:$M$150)*$Q135*24/1000)","v":0},{"$f":"IF($D135=\"\",0,(_xlfn.XLOOKUP($D135,Daten!$A$152:$A$154,_xlfn.XLOOKUP(T$6,Daten!$B$151:$M$151,Daten!$B$152:$M$154))\n+IF($G135>_xlfn.XLOOKUP($D135,GI!$C$77:$G$77,GI!$C$80:$G$80),($G135-_xlfn.XLOOKUP($D135,GI!$C$77:$G$77,GI!$C$80:$G$80))/4,0))\n*_xlfn.XLOOKUP(T$6,Daten!$B$151:$M$151,Daten!$B$150:$M$150)*$Q135*24/1000)","v":0},{"$f":"IF($D135=\"\",0,(_xlfn.XLOOKUP($D135,Daten!$A$152:$A$154,_xlfn.XLOOKUP(U$6,Daten!$B$151:$M$151,Daten!$B$152:$M$154))\n+IF($G135>_xlfn.XLOOKUP($D135,GI!$C$77:$G$77,GI!$C$80:$G$80),($G135-_xlfn.XLOOKUP($D135,GI!$C$77:$G$77,GI!$C$80:$G$80))/4,0))\n*_xlfn.XLOOKUP(U$6,Daten!$B$151:$M$151,Daten!$B$150:$M$150)*$Q135*24/1000)","v":0},{"$f":"IF($D135=\"\",0,(_xlfn.XLOOKUP($D135,Daten!$A$152:$A$154,_xlfn.XLOOKUP(V$6,Daten!$B$151:$M$151,Daten!$B$152:$M$154))\n+IF($G135>_xlfn.XLOOKUP($D135,GI!$C$77:$G$77,GI!$C$80:$G$80),($G135-_xlfn.XLOOKUP($D135,GI!$C$77:$G$77,GI!$C$80:$G$80))/4,0))\n*_xlfn.XLOOKUP(V$6,Daten!$B$151:$M$151,Daten!$B$150:$M$150)*$Q135*24/1000)","v":0},{"$f":"IF($D135=\"\",0,(_xlfn.XLOOKUP($D135,Daten!$A$152:$A$154,_xlfn.XLOOKUP(W$6,Daten!$B$151:$M$151,Daten!$B$152:$M$154))\n+IF($G135>_xlfn.XLOOKUP($D135,GI!$C$77:$G$77,GI!$C$80:$G$80),($G135-_xlfn.XLOOKUP($D135,GI!$C$77:$G$77,GI!$C$80:$G$80))/4,0))\n*_xlfn.XLOOKUP(W$6,Daten!$B$151:$M$151,Daten!$B$150:$M$150)*$Q135*24/1000)","v":0},{"$f":"IF($D135=\"\",0,(_xlfn.XLOOKUP($D135,Daten!$A$152:$A$154,_xlfn.XLOOKUP(X$6,Daten!$B$151:$M$151,Daten!$B$152:$M$154))\n+IF($G135>_xlfn.XLOOKUP($D135,GI!$C$77:$G$77,GI!$C$80:$G$80),($G135-_xlfn.XLOOKUP($D135,GI!$C$77:$G$77,GI!$C$80:$G$80))/4,0))\n*_xlfn.XLOOKUP(X$6,Daten!$B$151:$M$151,Daten!$B$150:$M$150)*$Q135*24/1000)","v":0},{"$f":"IF($D135=\"\",0,(_xlfn.XLOOKUP($D135,Daten!$A$152:$A$154,_xlfn.XLOOKUP(Y$6,Daten!$B$151:$M$151,Daten!$B$152:$M$154))\n+IF($G135>_xlfn.XLOOKUP($D135,GI!$C$77:$G$77,GI!$C$80:$G$80),($G135-_xlfn.XLOOKUP($D135,GI!$C$77:$G$77,GI!$C$80:$G$80))/4,0))\n*_xlfn.XLOOKUP(Y$6,Daten!$B$151:$M$151,Daten!$B$150:$M$150)*$Q135*24/1000)","v":0},{"$f":"IF($D135=\"\",0,(_xlfn.XLOOKUP($D135,Daten!$A$152:$A$154,_xlfn.XLOOKUP(Z$6,Daten!$B$151:$M$151,Daten!$B$152:$M$154))\n+IF($G135>_xlfn.XLOOKUP($D135,GI!$C$77:$G$77,GI!$C$80:$G$80),($G135-_xlfn.XLOOKUP($D135,GI!$C$77:$G$77,GI!$C$80:$G$80))/4,0))\n*_xlfn.XLOOKUP(Z$6,Daten!$B$151:$M$151,Daten!$B$150:$M$150)*$Q135*24/1000)","v":0},{"$f":"IF($D135=\"\",0,(_xlfn.XLOOKUP($D135,Daten!$A$152:$A$154,_xlfn.XLOOKUP(AA$6,Daten!$B$151:$M$151,Daten!$B$152:$M$154))\n+IF($G135>_xlfn.XLOOKUP($D135,GI!$C$77:$G$77,GI!$C$80:$G$80),($G135-_xlfn.XLOOKUP($D135,GI!$C$77:$G$77,GI!$C$80:$G$80))/4,0))\n*_xlfn.XLOOKUP(AA$6,Daten!$B$151:$M$151,Daten!$B$150:$M$150)*$Q135*24/1000)","v":0},{"$f":"IF($D135=\"\",0,(_xlfn.XLOOKUP($D135,Daten!$A$152:$A$154,_xlfn.XLOOKUP(AB$6,Daten!$B$151:$M$151,Daten!$B$152:$M$154))\n+IF($G135>_xlfn.XLOOKUP($D135,GI!$C$77:$G$77,GI!$C$80:$G$80),($G135-_xlfn.XLOOKUP($D135,GI!$C$77:$G$77,GI!$C$80:$G$80))/4,0))\n*_xlfn.XLOOKUP(AB$6,Daten!$B$151:$M$151,Daten!$B$150:$M$150)*$Q135*24/1000)","v":0},{"$f":"IF($D135=\"\",0,(_xlfn.XLOOKUP($D135,Daten!$A$152:$A$154,_xlfn.XLOOKUP(AC$6,Daten!$B$151:$M$151,Daten!$B$152:$M$154))\n+IF($G135>_xlfn.XLOOKUP($D135,GI!$C$77:$G$77,GI!$C$80:$G$80),($G135-_xlfn.XLOOKUP($D135,GI!$C$77:$G$77,GI!$C$80:$G$80))/4,0))\n*_xlfn.XLOOKUP(AC$6,Daten!$B$151:$M$151,Daten!$B$150:$M$150)*$Q135*24/1000)","v":0},0]
[{"$nulls":7},{"$f":"IF(NOT(ISBLANK(C136)),1,\"\")","v":""},{"$nulls":8},{"$f":"IF($P$3,P136,E136*F136*IF(AND(H136>0,H136<1),H136,1))","v":0},{"$f":"IF($D136=\"\",0,(_xlfn.XLOOKUP($D136,Daten!$A$152:$A$154,_xlfn.XLOOKUP(R$6,Daten!$B$151:$M$151,Daten!$B$152:$M$154))\n+IF($G136>_xlfn.XLOOKUP($D136,GI!$C$77:$G$77,GI!$C$80:$G$80),($G136-_xlfn.XLOOKUP($D136,GI!$C$77:$G$77,GI!$C$80:$G$80))/4,0))\n*_xlfn.XLOOKUP(R$6,Daten!$B$151:$M$151,Daten!$B$150:$M$150)*$Q136*24/1000)","v":0},{"$f":"IF($D136=\"\",0,(_xlfn.XLOOKUP($D136,Daten!$A$152:$A$154,_xlfn.XLOOKUP(S$6,Daten!$B$151:$M$151,Daten!$B$152:$M$154))\n+IF($G136>_xlfn.XLOOKUP($D136,GI!$C$77:$G$77,GI!$C$80:$G$80),($G136-_xlfn.XLOOKUP($D136,GI!$C$77:$G$77,GI!$C$80:$G$80))/4,0))\n*_xlfn.XLOOKUP(S$6,Daten!$B$151:$M$151,Daten!$B$150:$M$150)*$Q136*24/1000)","v":0},{"$f":"IF($D136=\"\",0,(_xlfn.XLOOKUP($D136,Daten!$A$152:$A$154,_xlfn.XLOOKUP(T$6,Daten!$B$151:$M$151,Daten!$B$152:$M$154))\n+IF($G136>_xlfn.XLOOKUP($D136,GI!$C$77:$G$77,GI!$C$80:$G$80),($G136-_xlfn.XLOOKUP($D136,GI!$C$77:$G$77,GI!$C$80:$G$80))/4,0))\n*_xlfn.XLOOKUP(T$6,Daten!$B$151:$M$151,Daten!$B$150:$M$150)*$Q136*24/1000)","v":0},{"$f":"IF($D136=\"\",0,(_xlfn.XLOOKUP($D136,Daten!$A$152:$A$154,_xlfn.XLOOKUP(U$6,Daten!$B$151:$M$151,Daten!$B$152:$M$154))\n+IF($G136>_xlfn.XLOOKUP($D136,GI!$C$77:$G$77,GI!$C$80:$G$80),($G136-_xlfn.XLOOKUP($D136,GI!$C$77:$G$77,GI!$C$80:$G$80))/4,0))\n*_xlfn.XLOOKUP(U$6,Daten!$B$151:$M$151,Daten!$B$150:$M$150)*$Q136*24/1000)","v":0},{"$f":"IF($D136=\"\",0,(_xlfn.XLOOKUP($D136,Daten!$A$152:$A$154,_xlfn.XLOOKUP(V$6,Daten!$B$151:$M$151,Daten!$B$152:$M$154))\n+IF($G136>_xlfn.XLOOKUP($D136,GI!$C$77:$G$77,GI!$C$80:$G$80),($G136-_xlfn.XLOOKUP($D136,GI!$C$77:$G$77,GI!$C$80:$G$80))/4,0))\n*_xlfn.XLOOKUP(V$6,Daten!$B$151:$M$151,Daten!$B$150:$M$150)*$Q136*24/1000)","v":0},{"$f":"IF($D136=\"\",0,(_xlfn.XLOOKUP($D136,Daten!$A$152:$A$154,_xlfn.XLOOKUP(W$6,Daten!$B$151:$M$151,Daten!$B$152:$M$154))\n+IF($G136>_xlfn.XLOOKUP($D136,GI!$C$77:$G$77,GI!$C$80:$G$80),($G136-_xlfn.XLOOKUP($D136,GI!$C$77:$G$77,GI!$C$80:$G$80))/4,0))\n*_xlfn.XLOOKUP(W$6,Daten!$B$151:$M$151,Daten!$B$150:$M$150)*$Q136*24/1000)","v":0},{"$f":"IF($D136=\"\",0,(_xlfn.XLOOKUP($D136,Daten!$A$152:$A$154,_xlfn.XLOOKUP(X$6,Daten!$B$151:$M$151,Daten!$B$152:$M$154))\n+IF($G136>_xlfn.XLOOKUP($D136,GI!$C$77:$G$77,GI!$C$80:$G$80),($G136-_xlfn.XLOOKUP($D136,GI!$C$77:$G$77,GI!$C$80:$G$80))/4,0))\n*_xlfn.XLOOKUP(X$6,Daten!$B$151:$M$151,Daten!$B$150:$M$150)*$Q136*24/1000)","v":0},{"$f":"IF($D136=\"\",0,(_xlfn.XLOOKUP($D136,Daten!$A$152:$A$154,_xlfn.XLOOKUP(Y$6,Daten!$B$151:$M$151,Daten!$B$152:$M$154))\n+IF($G136>_xlfn.XLOOKUP($D136,GI!$C$77:$G$77,GI!$C$80:$G$80),($G136-_xlfn.XLOOKUP($D136,GI!$C$77:$G$77,GI!$C$80:$G$80))/4,0))\n*_xlfn.XLOOKUP(Y$6,Daten!$B$151:$M$151,Daten!$B$150:$M$150)*$Q136*24/1000)","v":0},{"$f":"IF($D136=\"\",0,(_xlfn.XLOOKUP($D136,Daten!$A$152:$A$154,_xlfn.XLOOKUP(Z$6,Daten!$B$151:$M$151,Daten!$B$152:$M$154))\n+IF($G136>_xlfn.XLOOKUP($D136,GI!$C$77:$G$77,GI!$C$80:$G$80),($G136-_xlfn.XLOOKUP($D136,GI!$C$77:$G$77,GI!$C$80:$G$80))/4,0))\n*_xlfn.XLOOKUP(Z$6,Daten!$B$151:$M$151,Daten!$B$150:$M$150)*$Q136*24/1000)","v":0},{"$f":"IF($D136=\"\",0,(_xlfn.XLOOKUP($D136,Daten!$A$152:$A$154,_xlfn.XLOOKUP(AA$6,Daten!$B$151:$M$151,Daten!$B$152:$M$154))\n+IF($G136>_xlfn.XLOOKUP($D136,GI!$C$77:$G$77,GI!$C$80:$G$80),($G136-_xlfn.XLOOKUP($D136,GI!$C$77:$G$77,GI!$C$80:$G$80))/4,0))\n*_xlfn.XLOOKUP(AA$6,Daten!$B$151:$M$151,Daten!$B$150:$M$150)*$Q136*24/1000)","v":0},{"$f":"IF($D136=\"\",0,(_xlfn.XLOOKUP($D136,Daten!$A$152:$A$154,_xlfn.XLOOKUP(AB$6,Daten!$B$151:$M$151,Daten!$B$152:$M$154))\n+IF($G136>_xlfn.XLOOKUP($D136,GI!$C$77:$G$77,GI!$C$80:$G$80),($G136-_xlfn.XLOOKUP($D136,GI!$C$77:$G$77,GI!$C$80:$G$80))/4,0))\n*_xlfn.XLOOKUP(AB$6,Daten!$B$151:$M$151,Daten!$B$150:$M$150)*$Q136*24/1000)","v":0},{"$f":"IF($D136=\"\",0,(_xlfn.XLOOKUP($D136,Daten!$A$152:$A$154,_xlfn.XLOOKUP(AC$6,Daten!$B$151:$M$151,Daten!$B$152:$M$154))\n+IF($G136>_xlfn.XLOOKUP($D136,GI!$C$77:$G$77,GI!$C$80:$G$80),($G136-_xlfn.XLOOKUP($D136,GI!$C$77:$G$77,GI!$C$80:$G$80))/4,0))\n*_xlfn.XLOOKUP(AC$6,Daten!$B$151:$M$151,Daten!$B$150:$M$150)*$Q136*24/1000)","v":0},0]
[]
[null,null,"2.4.1 Fotos, Beschreibungen und Bemerkungen"]
[null,null,"Freitext. "]
[]
[null,null,"2.5 Böden gg. unbeheizt/Erdreich",{"$nulls":10},"Summe erfasster Flächen [m²]",{"$f":"SUM(E142:E149)","v":0}]
[{"$nulls":16},{"$f":"IF($P$3,P142,E142*F142*IF(AND(H142>0,H142<1),H142,1))","v":0},{"$f":"IF($D142=\"\",0,(_xlfn.XLOOKUP($D142,Daten!$A$152:$A$154,_xlfn.XLOOKUP(R$6,Daten!$B$151:$M$151,Daten!$B$152:$M$154))\n+IF($G142>_xlfn.XLOOKUP($D142,GI!$C$77:$G$77,GI!$C$80:$G$80),($G142-_xlfn.XLOOKUP($D142,GI!$C$77:$G$77,GI!$C$80:$G$80))/4,0))\n*_xlfn.XLOOKUP(R$6,Daten!$B$151:$M$151,Daten!$B$150:$M$150)*$Q142*24/1000)","v":0},{"$f":"IF($D142=\"\",0,(_xlfn.XLOOKUP($D142,Daten!$A$152:$A$154,_xlfn.XLOOKUP(S$6,Daten!$B$151:$M$151,Daten!$B$152:$M$154))\n+IF($G142>_xlfn.XLOOKUP($D142,GI!$C$77:$G$77,GI!$C$80:$G$80),($G142-_xlfn.XLOOKUP($D142,GI!$C$77:$G$77,GI!$C$80:$G$80))/4,0))\n*_xlfn.XLOOKUP(S$6,Daten!$B$151:$M$151,Daten!$B$150:$M$150)*$Q142*24/1000)","v":0},{"$f":"IF($D142=\"\",0,(_xlfn.XLOOKUP($D142,Daten!$A$152:$A$154,_xlfn.XLOOKUP(T$6,Daten!$B$151:$M$151,Daten!$B$152:$M$154))\n+IF($G142>_xlfn.XLOOKUP($D142,GI!$C$77:$G$77,GI!$C$80:$G$80),($G142-_xlfn.XLOOKUP($D142,GI!$C$77:$G$77,GI!$C$80:$G$80))/4,0))\n*_xlfn.XLOOKUP(T$6,Daten!$B$151:$M$151,Daten!$B$150:$M$150)*$Q142*24/1000)","v":0},{"$f":"IF($D142=\"\",0,(_xlfn.XLOOKUP($D142,Daten!$A$152:$A$154,_xlfn.XLOOKUP(U$6,Daten!$B$151:$M$151,Daten!$B$152:$M$154))\n+IF($G142>_xlfn.XLOOKUP($D142,GI!$C$77:$G$77,GI!$C$80:$G$80),($G142-_xlfn.XLOOKUP($D142,GI!$C$77:$G$77,GI!$C$80:$G$80))/4,0))\n*_xlfn.XLOOKUP(U$6,Daten!$B$151:$M$151,Daten!$B$150:$M$150)*$Q142*24/1000)","v":0},{"$f":"IF($D142=\"\",0,(_xlfn.XLOOKUP($D142,Daten!$A$152:$A$154,_xlfn.XLOOKUP(V$6,Daten!$B$151:$M$151,Daten!$B$152:$M$154))\n+IF($G142>_xlfn.XLOOKUP($D142,GI!$C$77:$G$77,GI!$C$80:$G$80),($G142-_xlfn.XLOOKUP($D142,GI!$C$77:$G$77,GI!$C$80:$G$80))/4,0))\n*_xlfn.XLOOKUP(V$6,Daten!$B$151:$M$151,Daten!$B$150:$M$150)*$Q142*24/1000)","v":0},{"$f":"IF($D142=\"\",0,(_xlfn.XLOOKUP($D142,Daten!$A$152:$A$154,_xlfn.XLOOKUP(W$6,Daten!$B$151:$M$151,Daten!$B$152:$M$154))\n+IF($G142>_xlfn.XLOOKUP($D142,GI!$C$77:$G$77,GI!$C$80:$G$80),($G142-_xlfn.XLOOKUP($D142,GI!$C$77:$G$77,GI!$C$80:$G$80))/4,0))\n*_xlfn.XLOOKUP(W$6,Daten!$B$151:$M$151,Daten!$B$150:$M$150)*$Q142*24/1000)","v":0},{"$f":"IF($D142=\"\",0,(_xlfn.XLOOKUP($D142,Daten!$A$152:$A$154,_xlfn.XLOOKUP(X$6,Daten!$B$151:$M$151,Daten!$B$152:$M$154))\n+IF($G142>_xlfn.XLOOKUP($D142,GI!$C$77:$G$77,GI!$C$80:$G$80),($G142-_xlfn.XLOOKUP($D142,GI!$C$77:$G$77,GI!$C$80:$G$80))/4,0))\n*_xlfn.XLOOKUP(X$6,Daten!$B$151:$M$151,Daten!$B$150:$M$150)*$Q142*24/1000)","v":0},{"$f":"IF($D142=\"\",0,(_xlfn.XLOOKUP($D142,Daten!$A$152:$A$154,_xlfn.XLOOKUP(Y$6,Daten!$B$151:$M$151,Daten!$B$152:$M$154))\n+IF($G142>_xlfn.XLOOKUP($D142,GI!$C$77:$G$77,GI!$C$80:$G$80),($G142-_xlfn.XLOOKUP($D142,GI!$C$77:$G$77,GI!$C$80:$G$80))/4,0))\n*_xlfn.XLOOKUP(Y$6,Daten!$B$151:$M$151,Daten!$B$150:$M$150)*$Q142*24/1000)","v":0},{"$f":"IF($D142=\"\",0,(_xlfn.XLOOKUP($D142,Daten!$A$152:$A$154,_xlfn.XLOOKUP(Z$6,Daten!$B$151:$M$151,Daten!$B$152:$M$154))\n+IF($G142>_xlfn.XLOOKUP($D142,GI!$C$77:$G$77,GI!$C$80:$G$80),($G142-_xlfn.XLOOKUP($D142,GI!$C$77:$G$77,GI!$C$80:$G$80))/4,0))\n*_xlfn.XLOOKUP(Z$6,Daten!$B$151:$M$151,Daten!$B$150:$M$150)*$Q142*24/1000)","v":0},{"$f":"IF($D142=\"\",0,(_xlfn.XLOOKUP($D142,Daten!$A$152:$A$154,_xlfn.XLOOKUP(AA$6,Daten!$B$151:$M$151,Daten!$B$152:$M$154))\n+IF($G142>_xlfn.XLOOKUP($D142,GI!$C$77:$G$77,GI!$C$80:$G$80),($G142-_xlfn.XLOOKUP($D142,GI!$C$77:$G$77,GI!$C$80:$G$80))/4,0))\n*_xlfn.XLOOKUP(AA$6,Daten!$B$151:$M$151,Daten!$B$150:$M$150)*$Q142*24/1000)","v":0},{"$f":"IF($D142=\"\",0,(_xlfn.XLOOKUP($D142,Daten!$A$152:$A$154,_xlfn.XLOOKUP(AB$6,Daten!$B$151:$M$151,Daten!$B$152:$M$154))\n+IF($G142>_xlfn.XLOOKUP($D142,GI!$C$77:$G$77,GI!$C$80:$G$80),($G142-_xlfn.XLOOKUP($D142,GI!$C$77:$G$77,GI!$C$80:$G$80))/4,0))\n*_xlfn.XLOOKUP(AB$6,Daten!$B$151:$M$151,Daten!$B$150:$M$150)*$Q142*24/1000)","v":0},{"$f":"IF($D142=\"\",0,(_xlfn.XLOOKUP($D142,Daten!$A$152:$A$154,_xlfn.XLOOKUP(AC$6,Daten!$B$151:$M$151,Daten!$B$152:$M$154))\n+IF($G142>_xlfn.XLOOKUP($D142,GI!$C$77:$G$77,GI!$C$80:$G$80),($G142-_xlfn.XLOOKUP($D142,GI!$C$77:$G$77,GI!$C$80:$G$80))/4,0))\n*_xlfn.XLOOKUP(AC$6,Daten!$B$151:$M$151,Daten!$B$150:$M$150)*$Q142*24/1000)","v":0},0]
[{"$nulls":7},{"$f":"IF(NOT(ISBLANK(C143)),1,\"\")","v":""},{"$nulls":8},0,{"$f":"IF($D143=\"\",0,(_xlfn.XLOOKUP($D143,Daten!$A$152:$A$154,_xlfn.XLOOKUP(R$6,Daten!$B$151:$M$151,Daten!$B$152:$M$154))\n+IF($G143>_xlfn.XLOOKUP($D143,GI!$C$77:$G$77,GI!$C$80:$G$80),($G143-_xlfn.XLOOKUP($D143,GI!$C$77:$G$77,GI!$C$80:$G$80))/4,0))\n*_xlfn.XLOOKUP(R$6,Daten!$B$151:$M$151,Daten!$B$150:$M$150)*$Q143*24/1000)","v":0},{"$f":"IF($D143=\"\",0,(_xlfn.XLOOKUP($D143,Daten!$A$152:$A$154,_xlfn.XLOOKUP(S$6,Daten!$B$151:$M$151,Daten!$B$152:$M$154))\n+IF($G143>_xlfn.XLOOKUP($D143,GI!$C$77:$G$77,GI!$C$80:$G$80),($G143-_xlfn.XLOOKUP($D143,GI!$C$77:$G$77,GI!$C$80:$G$80))/4,0))\n*_xlfn.XLOOKUP(S$6,Daten!$B$151:$M$151,Daten!$B$150:$M$150)*$Q143*24/1000)","v":0},{"$f":"IF($D143=\"\",0,(_xlfn.XLOOKUP($D143,Daten!$A$152:$A$154,_xlfn.XLOOKUP(T$6,Daten!$B$151:$M$151,Daten!$B$152:$M$154))\n+IF($G143>_xlfn.XLOOKUP($D143,GI!$C$77:$G$77,GI!$C$80:$G$80),($G143-_xlfn.XLOOKUP($D143,GI!$C$77:$G$77,GI!$C$80:$G$80))/4,0))\n*_xlfn.XLOOKUP(T$6,Daten!$B$151:$M$151,Daten!$B$150:$M$150)*$Q143*24/1000)","v":0},{"$f":"IF($D143=\"\",0,(_xlfn.XLOOKUP($D143,Daten!$A$152:$A$154,_xlfn.XLOOKUP(U$6,Daten!$B$151:$M$151,Daten!$B$152:$M$154))\n+IF($G143>_xlfn.XLOOKUP($D143,GI!$C$77:$G$77,GI!$C$80:$G$80),($G143-_xlfn.XLOOKUP($D143,GI!$C$77:$G$77,GI!$C$80:$G$80))/4,0))\n*_xlfn.XLOOKUP(U$6,Daten!$B$151:$M$151,Daten!$B$150:$M$150)*$Q143*24/1000)","v":0},{"$f":"IF($D143=\"\",0,(_xlfn.XLOOKUP($D143,Daten!$A$152:$A$154,_xlfn.XLOOKUP(V$6,Daten!$B$151:$M$151,Daten!$B$152:$M$154))\n+IF($G143>_xlfn.XLOOKUP($D143,GI!$C$77:$G$77,GI!$C$80:$G$80),($G143-_xlfn.XLOOKUP($D143,GI!$C$77:$G$77,GI!$C$80:$G$80))/4,0))\n*_xlfn.XLOOKUP(V$6,Daten!$B$151:$M$151,Daten!$B$150:$M$150)*$Q143*24/1000)","v":0},{"$f":"IF($D143=\"\",0,(_xlfn.XLOOKUP($D143,Daten!$A$152:$A$154,_xlfn.XLOOKUP(W$6,Daten!$B$151:$M$151,Daten!$B$152:$M$154))\n+IF($G143>_xlfn.XLOOKUP($D143,GI!$C$77:$G$77,GI!$C$80:$G$80),($G143-_xlfn.XLOOKUP($D143,GI!$C$77:$G$77,GI!$C$80:$G$80))/4,0))\n*_xlfn.XLOOKUP(W$6,Daten!$B$151:$M$151,Daten!$B$150:$M$150)*$Q143*24/1000)","v":0},{"$f":"IF($D143=\"\",0,(_xlfn.XLOOKUP($D143,Daten!$A$152:$A$154,_xlfn.XLOOKUP(X$6,Daten!$B$151:$M$151,Daten!$B$152:$M$154))\n+IF($G143>_xlfn.XLOOKUP($D143,GI!$C$77:$G$77,GI!$C$80:$G$80),($G143-_xlfn.XLOOKUP($D143,GI!$C$77:$G$77,GI!$C$80:$G$80))/4,0))\n*_xlfn.XLOOKUP(X$6,Daten!$B$151:$M$151,Daten!$B$150:$M$150)*$Q143*24/1000)","v":0},{"$f":"IF($D143=\"\",0,(_xlfn.XLOOKUP($D143,Daten!$A$152:$A$154,_xlfn.XLOOKUP(Y$6,Daten!$B$151:$M$151,Daten!$B$152:$M$154))\n+IF($G143>_xlfn.XLOOKUP($D143,GI!$C$77:$G$77,GI!$C$80:$G$80),($G143-_xlfn.XLOOKUP($D143,GI!$C$77:$G$77,GI!$C$80:$G$80))/4,0))\n*_xlfn.XLOOKUP(Y$6,Daten!$B$151:$M$151,Daten!$B$150:$M$150)*$Q143*24/1000)","v":0},{"$f":"IF($D143=\"\",0,(_xlfn.XLOOKUP($D143,Daten!$A$152:$A$154,_xlfn.XLOOKUP(Z$6,Daten!$B$151:$M$151,Daten!$B$152:$M$154))\n+IF($G143>_xlfn.XLOOKUP($D143,GI!$C$77:$G$77,GI!$C$80:$G$80),($G143-_xlfn.XLOOKUP($D143,GI!$C$77:$G$77,GI!$C$80:$G$80))/4,0))\n*_xlfn.XLOOKUP(Z$6,Daten!$B$151:$M$151,Daten!$B$150:$M$150)*$Q143*24/1000)","v":0},{"$f":"IF($D143=\"\",0,(_xlfn.XLOOKUP($D143,Daten!$A$152:$A$154,_xlfn.XLOOKUP(AA$6,Daten!$B$151:$M$151,Daten!$B$152:$M$154))\n+IF($G143>_xlfn.XLOOKUP($D143,GI!$C$77:$G$77,GI!$C$80:$G$80),($G143-_xlfn.XLOOKUP($D143,GI!$C$77:$G$77,GI!$C$80:$G$80))/4,0))\n*_xlfn.XLOOKUP(AA$6,Daten!$B$151:$M$151,Daten!$B$150:$M$150)*$Q143*24/1000)","v":0},{"$f":"IF($D143=\"\",0,(_xlfn.XLOOKUP($D143,Daten!$A$152:$A$154,_xlfn.XLOOKUP(AB$6,Daten!$B$151:$M$151,Daten!$B$152:$M$154))\n+IF($G143>_xlfn.XLOOKUP($D143,GI!$C$77:$G$77,GI!$C$80:$G$80),($G143-_xlfn.XLOOKUP($D143,GI!$C$77:$G$77,GI!$C$80:$G$80))/4,0))\n*_xlfn.XLOOKUP(AB$6,Daten!$B$151:$M$151,Daten!$B$150:$M$150)*$Q143*24/1000)","v":0},{"$f":"IF($D143=\"\",0,(_xlfn.XLOOKUP($D143,Daten!$A$152:$A$154,_xlfn.XLOOKUP(AC$6,Daten!$B$151:$M$151,Daten!$B$152:$M$154))\n+IF($G143>_xlfn.XLOOKUP($D143,GI!$C$77:$G$77,GI!$C$80:$G$80),($G143-_xlfn.XLOOKUP($D143,GI!$C$77:$G$77,GI!$C$80:$G$80))/4,0))\n*_xlfn.XLOOKUP(AC$6,Daten!$B$151:$M$151,Daten!$B$150:$M$150)*$Q143*24/1000)","v":0},0]
[{"$nulls":7},"",{"$nulls":8},0,{"$f":"IF($D144=\"\",0,(_xlfn.XLOOKUP($D144,Daten!$A$152:$A$154,_xlfn.XLOOKUP(R$6,Daten!$B$151:$M$151,Daten!$B$152:$M$154))\n+IF($G144>_xlfn.XLOOKUP($D144,GI!$C$77:$G$77,GI!$C$80:$G$80),($G144-_xlfn.XLOOKUP($D144,GI!$C$77:$G$77,GI!$C$80:$G$80))/4,0))\n*_xlfn.XLOOKUP(R$6,Daten!$B$151:$M$151,Daten!$B$150:$M$150)*$Q144*24/1000)","v":0},{"$f":"IF($D144=\"\",0,(_xlfn.XLOOKUP($D144,Daten!$A$152:$A$154,_xlfn.XLOOKUP(S$6,Daten!$B$151:$M$151,Daten!$B$152:$M$154))\n+IF($G144>_xlfn.XLOOKUP($D144,GI!$C$77:$G$77,GI!$C$80:$G$80),($G144-_xlfn.XLOOKUP($D144,GI!$C$77:$G$77,GI!$C$80:$G$80))/4,0))\n*_xlfn.XLOOKUP(S$6,Daten!$B$151:$M$151,Daten!$B$150:$M$150)*$Q144*24/1000)","v":0},{"$f":"IF($D144=\"\",0,(_xlfn.XLOOKUP($D144,Daten!$A$152:$A$154,_xlfn.XLOOKUP(T$6,Daten!$B$151:$M$151,Daten!$B$152:$M$154))\n+IF($G144>_xlfn.XLOOKUP($D144,GI!$C$77:$G$77,GI!$C$80:$G$80),($G144-_xlfn.XLOOKUP($D144,GI!$C$77:$G$77,GI!$C$80:$G$80))/4,0))\n*_xlfn.XLOOKUP(T$6,Daten!$B$151:$M$151,Daten!$B$150:$M$150)*$Q144*24/1000)","v":0},{"$f":"IF($D144=\"\",0,(_xlfn.XLOOKUP($D144,Daten!$A$152:$A$154,_xlfn.XLOOKUP(U$6,Daten!$B$151:$M$151,Daten!$B$152:$M$154))\n+IF($G144>_xlfn.XLOOKUP($D144,GI!$C$77:$G$77,GI!$C$80:$G$80),($G144-_xlfn.XLOOKUP($D144,GI!$C$77:$G$77,GI!$C$80:$G$80))/4,0))\n*_xlfn.XLOOKUP(U$6,Daten!$B$151:$M$151,Daten!$B$150:$M$150)*$Q144*24/1000)","v":0},{"$f":"IF($D144=\"\",0,(_xlfn.XLOOKUP($D144,Daten!$A$152:$A$154,_xlfn.XLOOKUP(V$6,Daten!$B$151:$M$151,Daten!$B$152:$M$154))\n+IF($G144>_xlfn.XLOOKUP($D144,GI!$C$77:$G$77,GI!$C$80:$G$80),($G144-_xlfn.XLOOKUP($D144,GI!$C$77:$G$77,GI!$C$80:$G$80))/4,0))\n*_xlfn.XLOOKUP(V$6,Daten!$B$151:$M$151,Daten!$B$150:$M$150)*$Q144*24/1000)","v":0},{"$f":"IF($D144=\"\",0,(_xlfn.XLOOKUP($D144,Daten!$A$152:$A$154,_xlfn.XLOOKUP(W$6,Daten!$B$151:$M$151,Daten!$B$152:$M$154))\n+IF($G144>_xlfn.XLOOKUP($D144,GI!$C$77:$G$77,GI!$C$80:$G$80),($G144-_xlfn.XLOOKUP($D144,GI!$C$77:$G$77,GI!$C$80:$G$80))/4,0))\n*_xlfn.XLOOKUP(W$6,Daten!$B$151:$M$151,Daten!$B$150:$M$150)*$Q144*24/1000)","v":0},{"$f":"IF($D144=\"\",0,(_xlfn.XLOOKUP($D144,Daten!$A$152:$A$154,_xlfn.XLOOKUP(X$6,Daten!$B$151:$M$151,Daten!$B$152:$M$154))\n+IF($G144>_xlfn.XLOOKUP($D144,GI!$C$77:$G$77,GI!$C$80:$G$80),($G144-_xlfn.XLOOKUP($D144,GI!$C$77:$G$77,GI!$C$80:$G$80))/4,0))\n*_xlfn.XLOOKUP(X$6,Daten!$B$151:$M$151,Daten!$B$150:$M$150)*$Q144*24/1000)","v":0},{"$f":"IF($D144=\"\",0,(_xlfn.XLOOKUP($D144,Daten!$A$152:$A$154,_xlfn.XLOOKUP(Y$6,Daten!$B$151:$M$151,Daten!$B$152:$M$154))\n+IF($G144>_xlfn.XLOOKUP($D144,GI!$C$77:$G$77,GI!$C$80:$G$80),($G144-_xlfn.XLOOKUP($D144,GI!$C$77:$G$77,GI!$C$80:$G$80))/4,0))\n*_xlfn.XLOOKUP(Y$6,Daten!$B$151:$M$151,Daten!$B$150:$M$150)*$Q144*24/1000)","v":0},{"$f":"IF($D144=\"\",0,(_xlfn.XLOOKUP($D144,Daten!$A$152:$A$154,_xlfn.XLOOKUP(Z$6,Daten!$B$151:$M$151,Daten!$B$152:$M$154))\n+IF($G144>_xlfn.XLOOKUP($D144,GI!$C$77:$G$77,GI!$C$80:$G$80),($G144-_xlfn.XLOOKUP($D144,GI!$C$77:$G$77,GI!$C$80:$G$80))/4,0))\n*_xlfn.XLOOKUP(Z$6,Daten!$B$151:$M$151,Daten!$B$150:$M$150)*$Q144*24/1000)","v":0},{"$f":"IF($D144=\"\",0,(_xlfn.XLOOKUP($D144,Daten!$A$152:$A$154,_xlfn.XLOOKUP(AA$6,Daten!$B$151:$M$151,Daten!$B$152:$M$154))\n+IF($G144>_xlfn.XLOOKUP($D144,GI!$C$77:$G$77,GI!$C$80:$G$80),($G144-_xlfn.XLOOKUP($D144,GI!$C$77:$G$77,GI!$C$80:$G$80))/4,0))\n*_xlfn.XLOOKUP(AA$6,Daten!$B$151:$M$151,Daten!$B$150:$M$150)*$Q144*24/1000)","v":0},{"$f":"IF($D144=\"\",0,(_xlfn.XLOOKUP($D144,Daten!$A$152:$A$154,_xlfn.XLOOKUP(AB$6,Daten!$B$151:$M$151,Daten!$B$152:$M$154))\n+IF($G144>_xlfn.XLOOKUP($D144,GI!$C$77:$G$77,GI!$C$80:$G$80),($G144-_xlfn.XLOOKUP($D144,GI!$C$77:$G$77,GI!$C$80:$G$80))/4,0))\n*_xlfn.XLOOKUP(AB$6,Daten!$B$151:$M$151,Daten!$B$150:$M$150)*$Q144*24/1000)","v":0},{"$f":"IF($D144=\"\",0,(_xlfn.XLOOKUP($D144,Daten!$A$152:$A$154,_xlfn.XLOOKUP(AC$6,Daten!$B$151:$M$151,Daten!$B$152:$M$154))\n+IF($G144>_xlfn.XLOOKUP($D144,GI!$C$77:$G$77,GI!$C$80:$G$80),($G144-_xlfn.XLOOKUP($D144,GI!$C$77:$G$77,GI!$C$80:$G$80))/4,0))\n*_xlfn.XLOOKUP(AC$6,Daten!$B$151:$M$151,Daten!$B$150:$M$150)*$Q144*24/1000)","v":0},0]
[{"$nulls":7},"",{"$nulls":8},0,{"$f":"IF($D145=\"\",0,(_xlfn.XLOOKUP($D145,Daten!$A$152:$A$154,_xlfn.XLOOKUP(R$6,Daten!$B$151:$M$151,Daten!$B$152:$M$154))\n+IF($G145>_xlfn.XLOOKUP($D145,GI!$C$77:$G$77,GI!$C$80:$G$80),($G145-_xlfn.XLOOKUP($D145,GI!$C$77:$G$77,GI!$C$80:$G$80))/4,0))\n*_xlfn.XLOOKUP(R$6,Daten!$B$151:$M$151,Daten!$B$150:$M$150)*$Q145*24/1000)","v":0},{"$f":"IF($D145=\"\",0,(_xlfn.XLOOKUP($D145,Daten!$A$152:$A$154,_xlfn.XLOOKUP(S$6,Daten!$B$151:$M$151,Daten!$B$152:$M$154))\n+IF($G145>_xlfn.XLOOKUP($D145,GI!$C$77:$G$77,GI!$C$80:$G$80),($G145-_xlfn.XLOOKUP($D145,GI!$C$77:$G$77,GI!$C$80:$G$80))/4,0))\n*_xlfn.XLOOKUP(S$6,Daten!$B$151:$M$151,Daten!$B$150:$M$150)*$Q145*24/1000)","v":0},{"$f":"IF($D145=\"\",0,(_xlfn.XLOOKUP($D145,Daten!$A$152:$A$154,_xlfn.XLOOKUP(T$6,Daten!$B$151:$M$151,Daten!$B$152:$M$154))\n+IF($G145>_xlfn.XLOOKUP($D145,GI!$C$77:$G$77,GI!$C$80:$G$80),($G145-_xlfn.XLOOKUP($D145,GI!$C$77:$G$77,GI!$C$80:$G$80))/4,0))\n*_xlfn.XLOOKUP(T$6,Daten!$B$151:$M$151,Daten!$B$150:$M$150)*$Q145*24/1000)","v":0},{"$f":"IF($D145=\"\",0,(_xlfn.XLOOKUP($D145,Daten!$A$152:$A$154,_xlfn.XLOOKUP(U$6,Daten!$B$151:$M$151,Daten!$B$152:$M$154))\n+IF($G145>_xlfn.XLOOKUP($D145,GI!$C$77:$G$77,GI!$C$80:$G$80),($G145-_xlfn.XLOOKUP($D145,GI!$C$77:$G$77,GI!$C$80:$G$80))/4,0))\n*_xlfn.XLOOKUP(U$6,Daten!$B$151:$M$151,Daten!$B$150:$M$150)*$Q145*24/1000)","v":0},{"$f":"IF($D145=\"\",0,(_xlfn.XLOOKUP($D145,Daten!$A$152:$A$154,_xlfn.XLOOKUP(V$6,Daten!$B$151:$M$151,Daten!$B$152:$M$154))\n+IF($G145>_xlfn.XLOOKUP($D145,GI!$C$77:$G$77,GI!$C$80:$G$80),($G145-_xlfn.XLOOKUP($D145,GI!$C$77:$G$77,GI!$C$80:$G$80))/4,0))\n*_xlfn.XLOOKUP(V$6,Daten!$B$151:$M$151,Daten!$B$150:$M$150)*$Q145*24/1000)","v":0},{"$f":"IF($D145=\"\",0,(_xlfn.XLOOKUP($D145,Daten!$A$152:$A$154,_xlfn.XLOOKUP(W$6,Daten!$B$151:$M$151,Daten!$B$152:$M$154))\n+IF($G145>_xlfn.XLOOKUP($D145,GI!$C$77:$G$77,GI!$C$80:$G$80),($G145-_xlfn.XLOOKUP($D145,GI!$C$77:$G$77,GI!$C$80:$G$80))/4,0))\n*_xlfn.XLOOKUP(W$6,Daten!$B$151:$M$151,Daten!$B$150:$M$150)*$Q145*24/1000)","v":0},{"$f":"IF($D145=\"\",0,(_xlfn.XLOOKUP($D145,Daten!$A$152:$A$154,_xlfn.XLOOKUP(X$6,Daten!$B$151:$M$151,Daten!$B$152:$M$154))\n+IF($G145>_xlfn.XLOOKUP($D145,GI!$C$77:$G$77,GI!$C$80:$G$80),($G145-_xlfn.XLOOKUP($D145,GI!$C$77:$G$77,GI!$C$80:$G$80))/4,0))\n*_xlfn.XLOOKUP(X$6,Daten!$B$151:$M$151,Daten!$B$150:$M$150)*$Q145*24/1000)","v":0},{"$f":"IF($D145=\"\",0,(_xlfn.XLOOKUP($D145,Daten!$A$152:$A$154,_xlfn.XLOOKUP(Y$6,Daten!$B$151:$M$151,Daten!$B$152:$M$154))\n+IF($G145>_xlfn.XLOOKUP($D145,GI!$C$77:$G$77,GI!$C$80:$G$80),($G145-_xlfn.XLOOKUP($D145,GI!$C$77:$G$77,GI!$C$80:$G$80))/4,0))\n*_xlfn.XLOOKUP(Y$6,Daten!$B$151:$M$151,Daten!$B$150:$M$150)*$Q145*24/1000)","v":0},{"$f":"IF($D145=\"\",0,(_xlfn.XLOOKUP($D145,Daten!$A$152:$A$154,_xlfn.XLOOKUP(Z$6,Daten!$B$151:$M$151,Daten!$B$152:$M$154))\n+IF($G145>_xlfn.XLOOKUP($D145,GI!$C$77:$G$77,GI!$C$80:$G$80),($G145-_xlfn.XLOOKUP($D145,GI!$C$77:$G$77,GI!$C$80:$G$80))/4,0))\n*_xlfn.XLOOKUP(Z$6,Daten!$B$151:$M$151,Daten!$B$150:$M$150)*$Q145*24/1000)","v":0},{"$f":"IF($D145=\"\",0,(_xlfn.XLOOKUP($D145,Daten!$A$152:$A$154,_xlfn.XLOOKUP(AA$6,Daten!$B$151:$M$151,Daten!$B$152:$M$154))\n+IF($G145>_xlfn.XLOOKUP($D145,GI!$C$77:$G$77,GI!$C$80:$G$80),($G145-_xlfn.XLOOKUP($D145,GI!$C$77:$G$77,GI!$C$80:$G$80))/4,0))\n*_xlfn.XLOOKUP(AA$6,Daten!$B$151:$M$151,Daten!$B$150:$M$150)*$Q145*24/1000)","v":0},{"$f":"IF($D145=\"\",0,(_xlfn.XLOOKUP($D145,Daten!$A$152:$A$154,_xlfn.XLOOKUP(AB$6,Daten!$B$151:$M$151,Daten!$B$152:$M$154))\n+IF($G145>_xlfn.XLOOKUP($D145,GI!$C$77:$G$77,GI!$C$80:$G$80),($G145-_xlfn.XLOOKUP($D145,GI!$C$77:$G$77,GI!$C$80:$G$80))/4,0))\n*_xlfn.XLOOKUP(AB$6,Daten!$B$151:$M$151,Daten!$B$150:$M$150)*$Q145*24/1000)","v":0},{"$f":"IF($D145=\"\",0,(_xlfn.XLOOKUP($D145,Daten!$A$152:$A$154,_xlfn.XLOOKUP(AC$6,Daten!$B$151:$M$151,Daten!$B$152:$M$154))\n+IF($G145>_xlfn.XLOOKUP($D145,GI!$C$77:$G$77,GI!$C$80:$G$80),($G145-_xlfn.XLOOKUP($D145,GI!$C$77:$G$77,GI!$C$80:$G$80))/4,0))\n*_xlfn.XLOOKUP(AC$6,Daten!$B$151:$M$151,Daten!$B$150:$M$150)*$Q145*24/1000)","v":0},0]
[{"$nulls":7},"",{"$nulls":8},0,{"$f":"IF($D146=\"\",0,(_xlfn.XLOOKUP($D146,Daten!$A$152:$A$154,_xlfn.XLOOKUP(R$6,Daten!$B$151:$M$151,Daten!$B$152:$M$154))\n+IF($G146>_xlfn.XLOOKUP($D146,GI!$C$77:$G$77,GI!$C$80:$G$80),($G146-_xlfn.XLOOKUP($D146,GI!$C$77:$G$77,GI!$C$80:$G$80))/4,0))\n*_xlfn.XLOOKUP(R$6,Daten!$B$151:$M$151,Daten!$B$150:$M$150)*$Q146*24/1000)","v":0},{"$f":"IF($D146=\"\",0,(_xlfn.XLOOKUP($D146,Daten!$A$152:$A$154,_xlfn.XLOOKUP(S$6,Daten!$B$151:$M$151,Daten!$B$152:$M$154))\n+IF($G146>_xlfn.XLOOKUP($D146,GI!$C$77:$G$77,GI!$C$80:$G$80),($G146-_xlfn.XLOOKUP($D146,GI!$C$77:$G$77,GI!$C$80:$G$80))/4,0))\n*_xlfn.XLOOKUP(S$6,Daten!$B$151:$M$151,Daten!$B$150:$M$150)*$Q146*24/1000)","v":0},{"$f":"IF($D146=\"\",0,(_xlfn.XLOOKUP($D146,Daten!$A$152:$A$154,_xlfn.XLOOKUP(T$6,Daten!$B$151:$M$151,Daten!$B$152:$M$154))\n+IF($G146>_xlfn.XLOOKUP($D146,GI!$C$77:$G$77,GI!$C$80:$G$80),($G146-_xlfn.XLOOKUP($D146,GI!$C$77:$G$77,GI!$C$80:$G$80))/4,0))\n*_xlfn.XLOOKUP(T$6,Daten!$B$151:$M$151,Daten!$B$150:$M$150)*$Q146*24/1000)","v":0},{"$f":"IF($D146=\"\",0,(_xlfn.XLOOKUP($D146,Daten!$A$152:$A$154,_xlfn.XLOOKUP(U$6,Daten!$B$151:$M$151,Daten!$B$152:$M$154))\n+IF($G146>_xlfn.XLOOKUP($D146,GI!$C$77:$G$77,GI!$C$80:$G$80),($G146-_xlfn.XLOOKUP($D146,GI!$C$77:$G$77,GI!$C$80:$G$80))/4,0))\n*_xlfn.XLOOKUP(U$6,Daten!$B$151:$M$151,Daten!$B$150:$M$150)*$Q146*24/1000)","v":0},{"$f":"IF($D146=\"\",0,(_xlfn.XLOOKUP($D146,Daten!$A$152:$A$154,_xlfn.XLOOKUP(V$6,Daten!$B$151:$M$151,Daten!$B$152:$M$154))\n+IF($G146>_xlfn.XLOOKUP($D146,GI!$C$77:$G$77,GI!$C$80:$G$80),($G146-_xlfn.XLOOKUP($D146,GI!$C$77:$G$77,GI!$C$80:$G$80))/4,0))\n*_xlfn.XLOOKUP(V$6,Daten!$B$151:$M$151,Daten!$B$150:$M$150)*$Q146*24/1000)","v":0},{"$f":"IF($D146=\"\",0,(_xlfn.XLOOKUP($D146,Daten!$A$152:$A$154,_xlfn.XLOOKUP(W$6,Daten!$B$151:$M$151,Daten!$B$152:$M$154))\n+IF($G146>_xlfn.XLOOKUP($D146,GI!$C$77:$G$77,GI!$C$80:$G$80),($G146-_xlfn.XLOOKUP($D146,GI!$C$77:$G$77,GI!$C$80:$G$80))/4,0))\n*_xlfn.XLOOKUP(W$6,Daten!$B$151:$M$151,Daten!$B$150:$M$150)*$Q146*24/1000)","v":0},{"$f":"IF($D146=\"\",0,(_xlfn.XLOOKUP($D146,Daten!$A$152:$A$154,_xlfn.XLOOKUP(X$6,Daten!$B$151:$M$151,Daten!$B$152:$M$154))\n+IF($G146>_xlfn.XLOOKUP($D146,GI!$C$77:$G$77,GI!$C$80:$G$80),($G146-_xlfn.XLOOKUP($D146,GI!$C$77:$G$77,GI!$C$80:$G$80))/4,0))\n*_xlfn.XLOOKUP(X$6,Daten!$B$151:$M$151,Daten!$B$150:$M$150)*$Q146*24/1000)","v":0},{"$f":"IF($D146=\"\",0,(_xlfn.XLOOKUP($D146,Daten!$A$152:$A$154,_xlfn.XLOOKUP(Y$6,Daten!$B$151:$M$151,Daten!$B$152:$M$154))\n+IF($G146>_xlfn.XLOOKUP($D146,GI!$C$77:$G$77,GI!$C$80:$G$80),($G146-_xlfn.XLOOKUP($D146,GI!$C$77:$G$77,GI!$C$80:$G$80))/4,0))\n*_xlfn.XLOOKUP(Y$6,Daten!$B$151:$M$151,Daten!$B$150:$M$150)*$Q146*24/1000)","v":0},{"$f":"IF($D146=\"\",0,(_xlfn.XLOOKUP($D146,Daten!$A$152:$A$154,_xlfn.XLOOKUP(Z$6,Daten!$B$151:$M$151,Daten!$B$152:$M$154))\n+IF($G146>_xlfn.XLOOKUP($D146,GI!$C$77:$G$77,GI!$C$80:$G$80),($G146-_xlfn.XLOOKUP($D146,GI!$C$77:$G$77,GI!$C$80:$G$80))/4,0))\n*_xlfn.XLOOKUP(Z$6,Daten!$B$151:$M$151,Daten!$B$150:$M$150)*$Q146*24/1000)","v":0},{"$f":"IF($D146=\"\",0,(_xlfn.XLOOKUP($D146,Daten!$A$152:$A$154,_xlfn.XLOOKUP(AA$6,Daten!$B$151:$M$151,Daten!$B$152:$M$154))\n+IF($G146>_xlfn.XLOOKUP($D146,GI!$C$77:$G$77,GI!$C$80:$G$80),($G146-_xlfn.XLOOKUP($D146,GI!$C$77:$G$77,GI!$C$80:$G$80))/4,0))\n*_xlfn.XLOOKUP(AA$6,Daten!$B$151:$M$151,Daten!$B$150:$M$150)*$Q146*24/1000)","v":0},{"$f":"IF($D146=\"\",0,(_xlfn.XLOOKUP($D146,Daten!$A$152:$A$154,_xlfn.XLOOKUP(AB$6,Daten!$B$151:$M$151,Daten!$B$152:$M$154))\n+IF($G146>_xlfn.XLOOKUP($D146,GI!$C$77:$G$77,GI!$C$80:$G$80),($G146-_xlfn.XLOOKUP($D146,GI!$C$77:$G$77,GI!$C$80:$G$80))/4,0))\n*_xlfn.XLOOKUP(AB$6,Daten!$B$151:$M$151,Daten!$B$150:$M$150)*$Q146*24/1000)","v":0},{"$f":"IF($D146=\"\",0,(_xlfn.XLOOKUP($D146,Daten!$A$152:$A$154,_xlfn.XLOOKUP(AC$6,Daten!$B$151:$M$151,Daten!$B$152:$M$154))\n+IF($G146>_xlfn.XLOOKUP($D146,GI!$C$77:$G$77,GI!$C$80:$G$80),($G146-_xlfn.XLOOKUP($D146,GI!$C$77:$G$77,GI!$C$80:$G$80))/4,0))\n*_xlfn.XLOOKUP(AC$6,Daten!$B$151:$M$151,Daten!$B$150:$M$150)*$Q146*24/1000)","v":0},0]
[{"$nulls":7},"",{"$nulls":8},0,{"$f":"IF($D147=\"\",0,(_xlfn.XLOOKUP($D147,Daten!$A$152:$A$154,_xlfn.XLOOKUP(R$6,Daten!$B$151:$M$151,Daten!$B$152:$M$154))\n+IF($G147>_xlfn.XLOOKUP($D147,GI!$C$77:$G$77,GI!$C$80:$G$80),($G147-_xlfn.XLOOKUP($D147,GI!$C$77:$G$77,GI!$C$80:$G$80))/4,0))\n*_xlfn.XLOOKUP(R$6,Daten!$B$151:$M$151,Daten!$B$150:$M$150)*$Q147*24/1000)","v":0},{"$f":"IF($D147=\"\",0,(_xlfn.XLOOKUP($D147,Daten!$A$152:$A$154,_xlfn.XLOOKUP(S$6,Daten!$B$151:$M$151,Daten!$B$152:$M$154))\n+IF($G147>_xlfn.XLOOKUP($D147,GI!$C$77:$G$77,GI!$C$80:$G$80),($G147-_xlfn.XLOOKUP($D147,GI!$C$77:$G$77,GI!$C$80:$G$80))/4,0))\n*_xlfn.XLOOKUP(S$6,Daten!$B$151:$M$151,Daten!$B$150:$M$150)*$Q147*24/1000)","v":0},{"$f":"IF($D147=\"\",0,(_xlfn.XLOOKUP($D147,Daten!$A$152:$A$154,_xlfn.XLOOKUP(T$6,Daten!$B$151:$M$151,Daten!$B$152:$M$154))\n+IF($G147>_xlfn.XLOOKUP($D147,GI!$C$77:$G$77,GI!$C$80:$G$80),($G147-_xlfn.XLOOKUP($D147,GI!$C$77:$G$77,GI!$C$80:$G$80))/4,0))\n*_xlfn.XLOOKUP(T$6,Daten!$B$151:$M$151,Daten!$B$150:$M$150)*$Q147*24/1000)","v":0},{"$f":"IF($D147=\"\",0,(_xlfn.XLOOKUP($D147,Daten!$A$152:$A$154,_xlfn.XLOOKUP(U$6,Daten!$B$151:$M$151,Daten!$B$152:$M$154))\n+IF($G147>_xlfn.XLOOKUP($D147,GI!$C$77:$G$77,GI!$C$80:$G$80),($G147-_xlfn.XLOOKUP($D147,GI!$C$77:$G$77,GI!$C$80:$G$80))/4,0))\n*_xlfn.XLOOKUP(U$6,Daten!$B$151:$M$151,Daten!$B$150:$M$150)*$Q147*24/1000)","v":0},{"$f":"IF($D147=\"\",0,(_xlfn.XLOOKUP($D147,Daten!$A$152:$A$154,_xlfn.XLOOKUP(V$6,Daten!$B$151:$M$151,Daten!$B$152:$M$154))\n+IF($G147>_xlfn.XLOOKUP($D147,GI!$C$77:$G$77,GI!$C$80:$G$80),($G147-_xlfn.XLOOKUP($D147,GI!$C$77:$G$77,GI!$C$80:$G$80))/4,0))\n*_xlfn.XLOOKUP(V$6,Daten!$B$151:$M$151,Daten!$B$150:$M$150)*$Q147*24/1000)","v":0},{"$f":"IF($D147=\"\",0,(_xlfn.XLOOKUP($D147,Daten!$A$152:$A$154,_xlfn.XLOOKUP(W$6,Daten!$B$151:$M$151,Daten!$B$152:$M$154))\n+IF($G147>_xlfn.XLOOKUP($D147,GI!$C$77:$G$77,GI!$C$80:$G$80),($G147-_xlfn.XLOOKUP($D147,GI!$C$77:$G$77,GI!$C$80:$G$80))/4,0))\n*_xlfn.XLOOKUP(W$6,Daten!$B$151:$M$151,Daten!$B$150:$M$150)*$Q147*24/1000)","v":0},{"$f":"IF($D147=\"\",0,(_xlfn.XLOOKUP($D147,Daten!$A$152:$A$154,_xlfn.XLOOKUP(X$6,Daten!$B$151:$M$151,Daten!$B$152:$M$154))\n+IF($G147>_xlfn.XLOOKUP($D147,GI!$C$77:$G$77,GI!$C$80:$G$80),($G147-_xlfn.XLOOKUP($D147,GI!$C$77:$G$77,GI!$C$80:$G$80))/4,0))\n*_xlfn.XLOOKUP(X$6,Daten!$B$151:$M$151,Daten!$B$150:$M$150)*$Q147*24/1000)","v":0},{"$f":"IF($D147=\"\",0,(_xlfn.XLOOKUP($D147,Daten!$A$152:$A$154,_xlfn.XLOOKUP(Y$6,Daten!$B$151:$M$151,Daten!$B$152:$M$154))\n+IF($G147>_xlfn.XLOOKUP($D147,GI!$C$77:$G$77,GI!$C$80:$G$80),($G147-_xlfn.XLOOKUP($D147,GI!$C$77:$G$77,GI!$C$80:$G$80))/4,0))\n*_xlfn.XLOOKUP(Y$6,Daten!$B$151:$M$151,Daten!$B$150:$M$150)*$Q147*24/1000)","v":0},{"$f":"IF($D147=\"\",0,(_xlfn.XLOOKUP($D147,Daten!$A$152:$A$154,_xlfn.XLOOKUP(Z$6,Daten!$B$151:$M$151,Daten!$B$152:$M$154))\n+IF($G147>_xlfn.XLOOKUP($D147,GI!$C$77:$G$77,GI!$C$80:$G$80),($G147-_xlfn.XLOOKUP($D147,GI!$C$77:$G$77,GI!$C$80:$G$80))/4,0))\n*_xlfn.XLOOKUP(Z$6,Daten!$B$151:$M$151,Daten!$B$150:$M$150)*$Q147*24/1000)","v":0},{"$f":"IF($D147=\"\",0,(_xlfn.XLOOKUP($D147,Daten!$A$152:$A$154,_xlfn.XLOOKUP(AA$6,Daten!$B$151:$M$151,Daten!$B$152:$M$154))\n+IF($G147>_xlfn.XLOOKUP($D147,GI!$C$77:$G$77,GI!$C$80:$G$80),($G147-_xlfn.XLOOKUP($D147,GI!$C$77:$G$77,GI!$C$80:$G$80))/4,0))\n*_xlfn.XLOOKUP(AA$6,Daten!$B$151:$M$151,Daten!$B$150:$M$150)*$Q147*24/1000)","v":0},{"$f":"IF($D147=\"\",0,(_xlfn.XLOOKUP($D147,Daten!$A$152:$A$154,_xlfn.XLOOKUP(AB$6,Daten!$B$151:$M$151,Daten!$B$152:$M$154))\n+IF($G147>_xlfn.XLOOKUP($D147,GI!$C$77:$G$77,GI!$C$80:$G$80),($G147-_xlfn.XLOOKUP($D147,GI!$C$77:$G$77,GI!$C$80:$G$80))/4,0))\n*_xlfn.XLOOKUP(AB$6,Daten!$B$151:$M$151,Daten!$B$150:$M$150)*$Q147*24/1000)","v":0},{"$f":"IF($D147=\"\",0,(_xlfn.XLOOKUP($D147,Daten!$A$152:$A$154,_xlfn.XLOOKUP(AC$6,Daten!$B$151:$M$151,Daten!$B$152:$M$154))\n+IF($G147>_xlfn.XLOOKUP($D147,GI!$C$77:$G$77,GI!$C$80:$G$80),($G147-_xlfn.XLOOKUP($D147,GI!$C$77:$G$77,GI!$C$80:$G$80))/4,0))\n*_xlfn.XLOOKUP(AC$6,Daten!$B$151:$M$151,Daten!$B$150:$M$150)*$Q147*24/1000)","v":0},{"$f":"SUM(R147:AC147)","v":0}]
[{"$nulls":7},"",{"$nulls":8},0,{"$f":"IF($D148=\"\",0,(_xlfn.XLOOKUP($D148,Daten!$A$152:$A$154,_xlfn.XLOOKUP(R$6,Daten!$B$151:$M$151,Daten!$B$152:$M$154))\n+IF($G148>_xlfn.XLOOKUP($D148,GI!$C$77:$G$77,GI!$C$80:$G$80),($G148-_xlfn.XLOOKUP($D148,GI!$C$77:$G$77,GI!$C$80:$G$80))/4,0))\n*_xlfn.XLOOKUP(R$6,Daten!$B$151:$M$151,Daten!$B$150:$M$150)*$Q148*24/1000)","v":0},{"$f":"IF($D148=\"\",0,(_xlfn.XLOOKUP($D148,Daten!$A$152:$A$154,_xlfn.XLOOKUP(S$6,Daten!$B$151:$M$151,Daten!$B$152:$M$154))\n+IF($G148>_xlfn.XLOOKUP($D148,GI!$C$77:$G$77,GI!$C$80:$G$80),($G148-_xlfn.XLOOKUP($D148,GI!$C$77:$G$77,GI!$C$80:$G$80))/4,0))\n*_xlfn.XLOOKUP(S$6,Daten!$B$151:$M$151,Daten!$B$150:$M$150)*$Q148*24/1000)","v":0},{"$f":"IF($D148=\"\",0,(_xlfn.XLOOKUP($D148,Daten!$A$152:$A$154,_xlfn.XLOOKUP(T$6,Daten!$B$151:$M$151,Daten!$B$152:$M$154))\n+IF($G148>_xlfn.XLOOKUP($D148,GI!$C$77:$G$77,GI!$C$80:$G$80),($G148-_xlfn.XLOOKUP($D148,GI!$C$77:$G$77,GI!$C$80:$G$80))/4,0))\n*_xlfn.XLOOKUP(T$6,Daten!$B$151:$M$151,Daten!$B$150:$M$150)*$Q148*24/1000)","v":0},{"$f":"IF($D148=\"\",0,(_xlfn.XLOOKUP($D148,Daten!$A$152:$A$154,_xlfn.XLOOKUP(U$6,Daten!$B$151:$M$151,Daten!$B$152:$M$154))\n+IF($G148>_xlfn.XLOOKUP($D148,GI!$C$77:$G$77,GI!$C$80:$G$80),($G148-_xlfn.XLOOKUP($D148,GI!$C$77:$G$77,GI!$C$80:$G$80))/4,0))\n*_xlfn.XLOOKUP(U$6,Daten!$B$151:$M$151,Daten!$B$150:$M$150)*$Q148*24/1000)","v":0},{"$f":"IF($D148=\"\",0,(_xlfn.XLOOKUP($D148,Daten!$A$152:$A$154,_xlfn.XLOOKUP(V$6,Daten!$B$151:$M$151,Daten!$B$152:$M$154))\n+IF($G148>_xlfn.XLOOKUP($D148,GI!$C$77:$G$77,GI!$C$80:$G$80),($G148-_xlfn.XLOOKUP($D148,GI!$C$77:$G$77,GI!$C$80:$G$80))/4,0))\n*_xlfn.XLOOKUP(V$6,Daten!$B$151:$M$151,Daten!$B$150:$M$150)*$Q148*24/1000)","v":0},{"$f":"IF($D148=\"\",0,(_xlfn.XLOOKUP($D148,Daten!$A$152:$A$154,_xlfn.XLOOKUP(W$6,Daten!$B$151:$M$151,Daten!$B$152:$M$154))\n+IF($G148>_xlfn.XLOOKUP($D148,GI!$C$77:$G$77,GI!$C$80:$G$80),($G148-_xlfn.XLOOKUP($D148,GI!$C$77:$G$77,GI!$C$80:$G$80))/4,0))\n*_xlfn.XLOOKUP(W$6,Daten!$B$151:$M$151,Daten!$B$150:$M$150)*$Q148*24/1000)","v":0},{"$f":"IF($D148=\"\",0,(_xlfn.XLOOKUP($D148,Daten!$A$152:$A$154,_xlfn.XLOOKUP(X$6,Daten!$B$151:$M$151,Daten!$B$152:$M$154))\n+IF($G148>_xlfn.XLOOKUP($D148,GI!$C$77:$G$77,GI!$C$80:$G$80),($G148-_xlfn.XLOOKUP($D148,GI!$C$77:$G$77,GI!$C$80:$G$80))/4,0))\n*_xlfn.XLOOKUP(X$6,Daten!$B$151:$M$151,Daten!$B$150:$M$150)*$Q148*24/1000)","v":0},{"$f":"IF($D148=\"\",0,(_xlfn.XLOOKUP($D148,Daten!$A$152:$A$154,_xlfn.XLOOKUP(Y$6,Daten!$B$151:$M$151,Daten!$B$152:$M$154))\n+IF($G148>_xlfn.XLOOKUP($D148,GI!$C$77:$G$77,GI!$C$80:$G$80),($G148-_xlfn.XLOOKUP($D148,GI!$C$77:$G$77,GI!$C$80:$G$80))/4,0))\n*_xlfn.XLOOKUP(Y$6,Daten!$B$151:$M$151,Daten!$B$150:$M$150)*$Q148*24/1000)","v":0},{"$f":"IF($D148=\"\",0,(_xlfn.XLOOKUP($D148,Daten!$A$152:$A$154,_xlfn.XLOOKUP(Z$6,Daten!$B$151:$M$151,Daten!$B$152:$M$154))\n+IF($G148>_xlfn.XLOOKUP($D148,GI!$C$77:$G$77,GI!$C$80:$G$80),($G148-_xlfn.XLOOKUP($D148,GI!$C$77:$G$77,GI!$C$80:$G$80))/4,0))\n*_xlfn.XLOOKUP(Z$6,Daten!$B$151:$M$151,Daten!$B$150:$M$150)*$Q148*24/1000)","v":0},{"$f":"IF($D148=\"\",0,(_xlfn.XLOOKUP($D148,Daten!$A$152:$A$154,_xlfn.XLOOKUP(AA$6,Daten!$B$151:$M$151,Daten!$B$152:$M$154))\n+IF($G148>_xlfn.XLOOKUP($D148,GI!$C$77:$G$77,GI!$C$80:$G$80),($G148-_xlfn.XLOOKUP($D148,GI!$C$77:$G$77,GI!$C$80:$G$80))/4,0))\n*_xlfn.XLOOKUP(AA$6,Daten!$B$151:$M$151,Daten!$B$150:$M$150)*$Q148*24/1000)","v":0},{"$f":"IF($D148=\"\",0,(_xlfn.XLOOKUP($D148,Daten!$A$152:$A$154,_xlfn.XLOOKUP(AB$6,Daten!$B$151:$M$151,Daten!$B$152:$M$154))\n+IF($G148>_xlfn.XLOOKUP($D148,GI!$C$77:$G$77,GI!$C$80:$G$80),($G148-_xlfn.XLOOKUP($D148,GI!$C$77:$G$77,GI!$C$80:$G$80))/4,0))\n*_xlfn.XLOOKUP(AB$6,Daten!$B$151:$M$151,Daten!$B$150:$M$150)*$Q148*24/1000)","v":0},{"$f":"IF($D148=\"\",0,(_xlfn.XLOOKUP($D148,Daten!$A$152:$A$154,_xlfn.XLOOKUP(AC$6,Daten!$B$151:$M$151,Daten!$B$152:$M$154))\n+IF($G148>_xlfn.XLOOKUP($D148,GI!$C$77:$G$77,GI!$C$80:$G$80),($G148-_xlfn.XLOOKUP($D148,GI!$C$77:$G$77,GI!$C$80:$G$80))/4,0))\n*_xlfn.XLOOKUP(AC$6,Daten!$B$151:$M$151,Daten!$B$150:$M$150)*$Q148*24/1000)","v":0},0]
[{"$nulls":7},{"$f":"IF(NOT(ISBLANK(C149)),1,\"\")","v":""},{"$nulls":8},0,{"$f":"IF($D149=\"\",0,(_xlfn.XLOOKUP($D149,Daten!$A$152:$A$154,_xlfn.XLOOKUP(R$6,Daten!$B$151:$M$151,Daten!$B$152:$M$154))\n+IF($G149>_xlfn.XLOOKUP($D149,GI!$C$77:$G$77,GI!$C$80:$G$80),($G149-_xlfn.XLOOKUP($D149,GI!$C$77:$G$77,GI!$C$80:$G$80))/4,0))\n*_xlfn.XLOOKUP(R$6,Daten!$B$151:$M$151,Daten!$B$150:$M$150)*$Q149*24/1000)","v":0},{"$f":"IF($D149=\"\",0,(_xlfn.XLOOKUP($D149,Daten!$A$152:$A$154,_xlfn.XLOOKUP(S$6,Daten!$B$151:$M$151,Daten!$B$152:$M$154))\n+IF($G149>_xlfn.XLOOKUP($D149,GI!$C$77:$G$77,GI!$C$80:$G$80),($G149-_xlfn.XLOOKUP($D149,GI!$C$77:$G$77,GI!$C$80:$G$80))/4,0))\n*_xlfn.XLOOKUP(S$6,Daten!$B$151:$M$151,Daten!$B$150:$M$150)*$Q149*24/1000)","v":0},{"$f":"IF($D149=\"\",0,(_xlfn.XLOOKUP($D149,Daten!$A$152:$A$154,_xlfn.XLOOKUP(T$6,Daten!$B$151:$M$151,Daten!$B$152:$M$154))\n+IF($G149>_xlfn.XLOOKUP($D149,GI!$C$77:$G$77,GI!$C$80:$G$80),($G149-_xlfn.XLOOKUP($D149,GI!$C$77:$G$77,GI!$C$80:$G$80))/4,0))\n*_xlfn.XLOOKUP(T$6,Daten!$B$151:$M$151,Daten!$B$150:$M$150)*$Q149*24/1000)","v":0},{"$f":"IF($D149=\"\",0,(_xlfn.XLOOKUP($D149,Daten!$A$152:$A$154,_xlfn.XLOOKUP(U$6,Daten!$B$151:$M$151,Daten!$B$152:$M$154))\n+IF($G149>_xlfn.XLOOKUP($D149,GI!$C$77:$G$77,GI!$C$80:$G$80),($G149-_xlfn.XLOOKUP($D149,GI!$C$77:$G$77,GI!$C$80:$G$80))/4,0))\n*_xlfn.XLOOKUP(U$6,Daten!$B$151:$M$151,Daten!$B$150:$M$150)*$Q149*24/1000)","v":0},{"$f":"IF($D149=\"\",0,(_xlfn.XLOOKUP($D149,Daten!$A$152:$A$154,_xlfn.XLOOKUP(V$6,Daten!$B$151:$M$151,Daten!$B$152:$M$154))\n+IF($G149>_xlfn.XLOOKUP($D149,GI!$C$77:$G$77,GI!$C$80:$G$80),($G149-_xlfn.XLOOKUP($D149,GI!$C$77:$G$77,GI!$C$80:$G$80))/4,0))\n*_xlfn.XLOOKUP(V$6,Daten!$B$151:$M$151,Daten!$B$150:$M$150)*$Q149*24/1000)","v":0},{"$f":"IF($D149=\"\",0,(_xlfn.XLOOKUP($D149,Daten!$A$152:$A$154,_xlfn.XLOOKUP(W$6,Daten!$B$151:$M$151,Daten!$B$152:$M$154))\n+IF($G149>_xlfn.XLOOKUP($D149,GI!$C$77:$G$77,GI!$C$80:$G$80),($G149-_xlfn.XLOOKUP($D149,GI!$C$77:$G$77,GI!$C$80:$G$80))/4,0))\n*_xlfn.XLOOKUP(W$6,Daten!$B$151:$M$151,Daten!$B$150:$M$150)*$Q149*24/1000)","v":0},{"$f":"IF($D149=\"\",0,(_xlfn.XLOOKUP($D149,Daten!$A$152:$A$154,_xlfn.XLOOKUP(X$6,Daten!$B$151:$M$151,Daten!$B$152:$M$154))\n+IF($G149>_xlfn.XLOOKUP($D149,GI!$C$77:$G$77,GI!$C$80:$G$80),($G149-_xlfn.XLOOKUP($D149,GI!$C$77:$G$77,GI!$C$80:$G$80))/4,0))\n*_xlfn.XLOOKUP(X$6,Daten!$B$151:$M$151,Daten!$B$150:$M$150)*$Q149*24/1000)","v":0},{"$f":"IF($D149=\"\",0,(_xlfn.XLOOKUP($D149,Daten!$A$152:$A$154,_xlfn.XLOOKUP(Y$6,Daten!$B$151:$M$151,Daten!$B$152:$M$154))\n+IF($G149>_xlfn.XLOOKUP($D149,GI!$C$77:$G$77,GI!$C$80:$G$80),($G149-_xlfn.XLOOKUP($D149,GI!$C$77:$G$77,GI!$C$80:$G$80))/4,0))\n*_xlfn.XLOOKUP(Y$6,Daten!$B$151:$M$151,Daten!$B$150:$M$150)*$Q149*24/1000)","v":0},{"$f":"IF($D149=\"\",0,(_xlfn.XLOOKUP($D149,Daten!$A$152:$A$154,_xlfn.XLOOKUP(Z$6,Daten!$B$151:$M$151,Daten!$B$152:$M$154))\n+IF($G149>_xlfn.XLOOKUP($D149,GI!$C$77:$G$77,GI!$C$80:$G$80),($G149-_xlfn.XLOOKUP($D149,GI!$C$77:$G$77,GI!$C$80:$G$80))/4,0))\n*_xlfn.XLOOKUP(Z$6,Daten!$B$151:$M$151,Daten!$B$150:$M$150)*$Q149*24/1000)","v":0},{"$f":"IF($D149=\"\",0,(_xlfn.XLOOKUP($D149,Daten!$A$152:$A$154,_xlfn.XLOOKUP(AA$6,Daten!$B$151:$M$151,Daten!$B$152:$M$154))\n+IF($G149>_xlfn.XLOOKUP($D149,GI!$C$77:$G$77,GI!$C$80:$G$80),($G149-_xlfn.XLOOKUP($D149,GI!$C$77:$G$77,GI!$C$80:$G$80))/4,0))\n*_xlfn.XLOOKUP(AA$6,Daten!$B$151:$M$151,Daten!$B$150:$M$150)*$Q149*24/1000)","v":0},{"$f":"IF($D149=\"\",0,(_xlfn.XLOOKUP($D149,Daten!$A$152:$A$154,_xlfn.XLOOKUP(AB$6,Daten!$B$151:$M$151,Daten!$B$152:$M$154))\n+IF($G149>_xlfn.XLOOKUP($D149,GI!$C$77:$G$77,GI!$C$80:$G$80),($G149-_xlfn.XLOOKUP($D149,GI!$C$77:$G$77,GI!$C$80:$G$80))/4,0))\n*_xlfn.XLOOKUP(AB$6,Daten!$B$151:$M$151,Daten!$B$150:$M$150)*$Q149*24/1000)","v":0},{"$f":"IF($D149=\"\",0,(_xlfn.XLOOKUP($D149,Daten!$A$152:$A$154,_xlfn.XLOOKUP(AC$6,Daten!$B$151:$M$151,Daten!$B$152:$M$154))\n+IF($G149>_xlfn.XLOOKUP($D149,GI!$C$77:$G$77,GI!$C$80:$G$80),($G149-_xlfn.XLOOKUP($D149,GI!$C$77:$G$77,GI!$C$80:$G$80))/4,0))\n*_xlfn.XLOOKUP(AC$6,Daten!$B$151:$M$151,Daten!$B$150:$M$150)*$Q149*24/1000)","v":0},0]
[]
[null,null,"2.5.1 Fotos, Beschreibungen und Bemerkungen"]
[null,null,"Freitext. "]
[]
[null,"3 Wärmebrücken",{"$nulls":47},"Kommentare:"]
[null,null,"3.1 lineare Wärmebrücken",null,"Länge","Psi-Wert",{"$nulls":7},"Summe erfasster Länge [m]",{"$f":"SUM(E157:E166)","v":0}]
[{"$nulls":4},"[m]","[W/mK]"]
[{"$nulls":7},{"$f":"IF(NOT(ISBLANK(C157)),1,\"\")","v":""},{"$nulls":8},{"$f":"IF($P$3,P157,E157*F157*IF(AND(H157>0,H157<1),H157,1))","v":0},{"$f":"IF($D157=\"\",0,(_xlfn.XLOOKUP($D157,Daten!$A$152:$A$154,_xlfn.XLOOKUP(R$6,Daten!$B$151:$M$151,Daten!$B$152:$M$154))\n+IF($G157>_xlfn.XLOOKUP($D157,GI!$C$77:$G$77,GI!$C$80:$G$80),($G157-_xlfn.XLOOKUP($D157,GI!$C$77:$G$77,GI!$C$80:$G$80))/4,0))\n*_xlfn.XLOOKUP(R$6,Daten!$B$151:$M$151,Daten!$B$150:$M$150)*$Q157*24/1000)","v":0},{"$f":"IF($D157=\"\",0,(_xlfn.XLOOKUP($D157,Daten!$A$152:$A$154,_xlfn.XLOOKUP(S$6,Daten!$B$151:$M$151,Daten!$B$152:$M$154))\n+IF($G157>_xlfn.XLOOKUP($D157,GI!$C$77:$G$77,GI!$C$80:$G$80),($G157-_xlfn.XLOOKUP($D157,GI!$C$77:$G$77,GI!$C$80:$G$80))/4,0))\n*_xlfn.XLOOKUP(S$6,Daten!$B$151:$M$151,Daten!$B$150:$M$150)*$Q157*24/1000)","v":0},{"$f":"IF($D157=\"\",0,(_xlfn.XLOOKUP($D157,Daten!$A$152:$A$154,_xlfn.XLOOKUP(T$6,Daten!$B$151:$M$151,Daten!$B$152:$M$154))\n+IF($G157>_xlfn.XLOOKUP($D157,GI!$C$77:$G$77,GI!$C$80:$G$80),($G157-_xlfn.XLOOKUP($D157,GI!$C$77:$G$77,GI!$C$80:$G$80))/4,0))\n*_xlfn.XLOOKUP(T$6,Daten!$B$151:$M$151,Daten!$B$150:$M$150)*$Q157*24/1000)","v":0},{"$f":"IF($D157=\"\",0,(_xlfn.XLOOKUP($D157,Daten!$A$152:$A$154,_xlfn.XLOOKUP(U$6,Daten!$B$151:$M$151,Daten!$B$152:$M$154))\n+IF($G157>_xlfn.XLOOKUP($D157,GI!$C$77:$G$77,GI!$C$80:$G$80),($G157-_xlfn.XLOOKUP($D157,GI!$C$77:$G$77,GI!$C$80:$G$80))/4,0))\n*_xlfn.XLOOKUP(U$6,Daten!$B$151:$M$151,Daten!$B$150:$M$150)*$Q157*24/1000)","v":0},{"$f":"IF($D157=\"\",0,(_xlfn.XLOOKUP($D157,Daten!$A$152:$A$154,_xlfn.XLOOKUP(V$6,Daten!$B$151:$M$151,Daten!$B$152:$M$154))\n+IF($G157>_xlfn.XLOOKUP($D157,GI!$C$77:$G$77,GI!$C$80:$G$80),($G157-_xlfn.XLOOKUP($D157,GI!$C$77:$G$77,GI!$C$80:$G$80))/4,0))\n*_xlfn.XLOOKUP(V$6,Daten!$B$151:$M$151,Daten!$B$150:$M$150)*$Q157*24/1000)","v":0},{"$f":"IF($D157=\"\",0,(_xlfn.XLOOKUP($D157,Daten!$A$152:$A$154,_xlfn.XLOOKUP(W$6,Daten!$B$151:$M$151,Daten!$B$152:$M$154))\n+IF($G157>_xlfn.XLOOKUP($D157,GI!$C$77:$G$77,GI!$C$80:$G$80),($G157-_xlfn.XLOOKUP($D157,GI!$C$77:$G$77,GI!$C$80:$G$80))/4,0))\n*_xlfn.XLOOKUP(W$6,Daten!$B$151:$M$151,Daten!$B$150:$M$150)*$Q157*24/1000)","v":0},{"$f":"IF($D157=\"\",0,(_xlfn.XLOOKUP($D157,Daten!$A$152:$A$154,_xlfn.XLOOKUP(X$6,Daten!$B$151:$M$151,Daten!$B$152:$M$154))\n+IF($G157>_xlfn.XLOOKUP($D157,GI!$C$77:$G$77,GI!$C$80:$G$80),($G157-_xlfn.XLOOKUP($D157,GI!$C$77:$G$77,GI!$C$80:$G$80))/4,0))\n*_xlfn.XLOOKUP(X$6,Daten!$B$151:$M$151,Daten!$B$150:$M$150)*$Q157*24/1000)","v":0},{"$f":"IF($D157=\"\",0,(_xlfn.XLOOKUP($D157,Daten!$A$152:$A$154,_xlfn.XLOOKUP(Y$6,Daten!$B$151:$M$151,Daten!$B$152:$M$154))\n+IF($G157>_xlfn.XLOOKUP($D157,GI!$C$77:$G$77,GI!$C$80:$G$80),($G157-_xlfn.XLOOKUP($D157,GI!$C$77:$G$77,GI!$C$80:$G$80))/4,0))\n*_xlfn.XLOOKUP(Y$6,Daten!$B$151:$M$151,Daten!$B$150:$M$150)*$Q157*24/1000)","v":0},{"$f":"IF($D157=\"\",0,(_xlfn.XLOOKUP($D157,Daten!$A$152:$A$154,_xlfn.XLOOKUP(Z$6,Daten!$B$151:$M$151,Daten!$B$152:$M$154))\n+IF($G157>_xlfn.XLOOKUP($D157,GI!$C$77:$G$77,GI!$C$80:$G$80),($G157-_xlfn.XLOOKUP($D157,GI!$C$77:$G$77,GI!$C$80:$G$80))/4,0))\n*_xlfn.XLOOKUP(Z$6,Daten!$B$151:$M$151,Daten!$B$150:$M$150)*$Q157*24/1000)","v":0},{"$f":"IF($D157=\"\",0,(_xlfn.XLOOKUP($D157,Daten!$A$152:$A$154,_xlfn.XLOOKUP(AA$6,Daten!$B$151:$M$151,Daten!$B$152:$M$154))\n+IF($G157>_xlfn.XLOOKUP($D157,GI!$C$77:$G$77,GI!$C$80:$G$80),($G157-_xlfn.XLOOKUP($D157,GI!$C$77:$G$77,GI!$C$80:$G$80))/4,0))\n*_xlfn.XLOOKUP(AA$6,Daten!$B$151:$M$151,Daten!$B$150:$M$150)*$Q157*24/1000)","v":0},{"$f":"IF($D157=\"\",0,(_xlfn.XLOOKUP($D157,Daten!$A$152:$A$154,_xlfn.XLOOKUP(AB$6,Daten!$B$151:$M$151,Daten!$B$152:$M$154))\n+IF($G157>_xlfn.XLOOKUP($D157,GI!$C$77:$G$77,GI!$C$80:$G$80),($G157-_xlfn.XLOOKUP($D157,GI!$C$77:$G$77,GI!$C$80:$G$80))/4,0))\n*_xlfn.XLOOKUP(AB$6,Daten!$B$151:$M$151,Daten!$B$150:$M$150)*$Q157*24/1000)","v":0},{"$f":"IF($D157=\"\",0,(_xlfn.XLOOKUP($D157,Daten!$A$152:$A$154,_xlfn.XLOOKUP(AC$6,Daten!$B$151:$M$151,Daten!$B$152:$M$154))\n+IF($G157>_xlfn.XLOOKUP($D157,GI!$C$77:$G$77,GI!$C$80:$G$80),($G157-_xlfn.XLOOKUP($D157,GI!$C$77:$G$77,GI!$C$80:$G$80))/4,0))\n*_xlfn.XLOOKUP(AC$6,Daten!$B$151:$M$151,Daten!$B$150:$M$150)*$Q157*24/1000)","v":0},{"$f":"SUM(R157:AC157)","v":0}]
[{"$nulls":7},{"$f":"IF(NOT(ISBLANK(C158)),1,\"\")","v":""},{"$nulls":8},0,{"$f":"IF($D158=\"\",0,(_xlfn.XLOOKUP($D158,Daten!$A$152:$A$154,_xlfn.XLOOKUP(R$6,Daten!$B$151:$M$151,Daten!$B$152:$M$154))\n+IF($G158>_xlfn.XLOOKUP($D158,GI!$C$77:$G$77,GI!$C$80:$G$80),($G158-_xlfn.XLOOKUP($D158,GI!$C$77:$G$77,GI!$C$80:$G$80))/4,0))\n*_xlfn.XLOOKUP(R$6,Daten!$B$151:$M$151,Daten!$B$150:$M$150)*$Q158*24/1000)","v":0},{"$f":"IF($D158=\"\",0,(_xlfn.XLOOKUP($D158,Daten!$A$152:$A$154,_xlfn.XLOOKUP(S$6,Daten!$B$151:$M$151,Daten!$B$152:$M$154))\n+IF($G158>_xlfn.XLOOKUP($D158,GI!$C$77:$G$77,GI!$C$80:$G$80),($G158-_xlfn.XLOOKUP($D158,GI!$C$77:$G$77,GI!$C$80:$G$80))/4,0))\n*_xlfn.XLOOKUP(S$6,Daten!$B$151:$M$151,Daten!$B$150:$M$150)*$Q158*24/1000)","v":0},{"$f":"IF($D158=\"\",0,(_xlfn.XLOOKUP($D158,Daten!$A$152:$A$154,_xlfn.XLOOKUP(T$6,Daten!$B$151:$M$151,Daten!$B$152:$M$154))\n+IF($G158>_xlfn.XLOOKUP($D158,GI!$C$77:$G$77,GI!$C$80:$G$80),($G158-_xlfn.XLOOKUP($D158,GI!$C$77:$G$77,GI!$C$80:$G$80))/4,0))\n*_xlfn.XLOOKUP(T$6,Daten!$B$151:$M$151,Daten!$B$150:$M$150)*$Q158*24/1000)","v":0},{"$f":"IF($D158=\"\",0,(_xlfn.XLOOKUP($D158,Daten!$A$152:$A$154,_xlfn.XLOOKUP(U$6,Daten!$B$151:$M$151,Daten!$B$152:$M$154))\n+IF($G158>_xlfn.XLOOKUP($D158,GI!$C$77:$G$77,GI!$C$80:$G$80),($G158-_xlfn.XLOOKUP($D158,GI!$C$77:$G$77,GI!$C$80:$G$80))/4,0))\n*_xlfn.XLOOKUP(U$6,Daten!$B$151:$M$151,Daten!$B$150:$M$150)*$Q158*24/1000)","v":0},{"$f":"IF($D158=\"\",0,(_xlfn.XLOOKUP($D158,Daten!$A$152:$A$154,_xlfn.XLOOKUP(V$6,Daten!$B$151:$M$151,Daten!$B$152:$M$154))\n+IF($G158>_xlfn.XLOOKUP($D158,GI!$C$77:$G$77,GI!$C$80:$G$80),($G158-_xlfn.XLOOKUP($D158,GI!$C$77:$G$77,GI!$C$80:$G$80))/4,0))\n*_xlfn.XLOOKUP(V$6,Daten!$B$151:$M$151,Daten!$B$150:$M$150)*$Q158*24/1000)","v":0},{"$f":"IF($D158=\"\",0,(_xlfn.XLOOKUP($D158,Daten!$A$152:$A$154,_xlfn.XLOOKUP(W$6,Daten!$B$151:$M$151,Daten!$B$152:$M$154))\n+IF($G158>_xlfn.XLOOKUP($D158,GI!$C$77:$G$77,GI!$C$80:$G$80),($G158-_xlfn.XLOOKUP($D158,GI!$C$77:$G$77,GI!$C$80:$G$80))/4,0))\n*_xlfn.XLOOKUP(W$6,Daten!$B$151:$M$151,Daten!$B$150:$M$150)*$Q158*24/1000)","v":0},{"$f":"IF($D158=\"\",0,(_xlfn.XLOOKUP($D158,Daten!$A$152:$A$154,_xlfn.XLOOKUP(X$6,Daten!$B$151:$M$151,Daten!$B$152:$M$154))\n+IF($G158>_xlfn.XLOOKUP($D158,GI!$C$77:$G$77,GI!$C$80:$G$80),($G158-_xlfn.XLOOKUP($D158,GI!$C$77:$G$77,GI!$C$80:$G$80))/4,0))\n*_xlfn.XLOOKUP(X$6,Daten!$B$151:$M$151,Daten!$B$150:$M$150)*$Q158*24/1000)","v":0},{"$f":"IF($D158=\"\",0,(_xlfn.XLOOKUP($D158,Daten!$A$152:$A$154,_xlfn.XLOOKUP(Y$6,Daten!$B$151:$M$151,Daten!$B$152:$M$154))\n+IF($G158>_xlfn.XLOOKUP($D158,GI!$C$77:$G$77,GI!$C$80:$G$80),($G158-_xlfn.XLOOKUP($D158,GI!$C$77:$G$77,GI!$C$80:$G$80))/4,0))\n*_xlfn.XLOOKUP(Y$6,Daten!$B$151:$M$151,Daten!$B$150:$M$150)*$Q158*24/1000)","v":0},{"$f":"IF($D158=\"\",0,(_xlfn.XLOOKUP($D158,Daten!$A$152:$A$154,_xlfn.XLOOKUP(Z$6,Daten!$B$151:$M$151,Daten!$B$152:$M$154))\n+IF($G158>_xlfn.XLOOKUP($D158,GI!$C$77:$G$77,GI!$C$80:$G$80),($G158-_xlfn.XLOOKUP($D158,GI!$C$77:$G$77,GI!$C$80:$G$80))/4,0))\n*_xlfn.XLOOKUP(Z$6,Daten!$B$151:$M$151,Daten!$B$150:$M$150)*$Q158*24/1000)","v":0},{"$f":"IF($D158=\"\",0,(_xlfn.XLOOKUP($D158,Daten!$A$152:$A$154,_xlfn.XLOOKUP(AA$6,Daten!$B$151:$M$151,Daten!$B$152:$M$154))\n+IF($G158>_xlfn.XLOOKUP($D158,GI!$C$77:$G$77,GI!$C$80:$G$80),($G158-_xlfn.XLOOKUP($D158,GI!$C$77:$G$77,GI!$C$80:$G$80))/4,0))\n*_xlfn.XLOOKUP(AA$6,Daten!$B$151:$M$151,Daten!$B$150:$M$150)*$Q158*24/1000)","v":0},{"$f":"IF($D158=\"\",0,(_xlfn.XLOOKUP($D158,Daten!$A$152:$A$154,_xlfn.XLOOKUP(AB$6,Daten!$B$151:$M$151,Daten!$B$152:$M$154))\n+IF($G158>_xlfn.XLOOKUP($D158,GI!$C$77:$G$77,GI!$C$80:$G$80),($G158-_xlfn.XLOOKUP($D158,GI!$C$77:$G$77,GI!$C$80:$G$80))/4,0))\n*_xlfn.XLOOKUP(AB$6,Daten!$B$151:$M$151,Daten!$B$150:$M$150)*$Q158*24/1000)","v":0},{"$f":"IF($D158=\"\",0,(_xlfn.XLOOKUP($D158,Daten!$A$152:$A$154,_xlfn.XLOOKUP(AC$6,Daten!$B$151:$M$151,Daten!$B$152:$M$154))\n+IF($G158>_xlfn.XLOOKUP($D158,GI!$C$77:$G$77,GI!$C$80:$G$80),($G158-_xlfn.XLOOKUP($D158,GI!$C$77:$G$77,GI!$C$80:$G$80))/4,0))\n*_xlfn.XLOOKUP(AC$6,Daten!$B$151:$M$151,Daten!$B$150:$M$150)*$Q158*24/1000)","v":0},0]
[{"$nulls":7},"",{"$nulls":8},0,{"$f":"IF($D159=\"\",0,(_xlfn.XLOOKUP($D159,Daten!$A$152:$A$154,_xlfn.XLOOKUP(R$6,Daten!$B$151:$M$151,Daten!$B$152:$M$154))\n+IF($G159>_xlfn.XLOOKUP($D159,GI!$C$77:$G$77,GI!$C$80:$G$80),($G159-_xlfn.XLOOKUP($D159,GI!$C$77:$G$77,GI!$C$80:$G$80))/4,0))\n*_xlfn.XLOOKUP(R$6,Daten!$B$151:$M$151,Daten!$B$150:$M$150)*$Q159*24/1000)","v":0},{"$f":"IF($D159=\"\",0,(_xlfn.XLOOKUP($D159,Daten!$A$152:$A$154,_xlfn.XLOOKUP(S$6,Daten!$B$151:$M$151,Daten!$B$152:$M$154))\n+IF($G159>_xlfn.XLOOKUP($D159,GI!$C$77:$G$77,GI!$C$80:$G$80),($G159-_xlfn.XLOOKUP($D159,GI!$C$77:$G$77,GI!$C$80:$G$80))/4,0))\n*_xlfn.XLOOKUP(S$6,Daten!$B$151:$M$151,Daten!$B$150:$M$150)*$Q159*24/1000)","v":0},{"$f":"IF($D159=\"\",0,(_xlfn.XLOOKUP($D159,Daten!$A$152:$A$154,_xlfn.XLOOKUP(T$6,Daten!$B$151:$M$151,Daten!$B$152:$M$154))\n+IF($G159>_xlfn.XLOOKUP($D159,GI!$C$77:$G$77,GI!$C$80:$G$80),($G159-_xlfn.XLOOKUP($D159,GI!$C$77:$G$77,GI!$C$80:$G$80))/4,0))\n*_xlfn.XLOOKUP(T$6,Daten!$B$151:$M$151,Daten!$B$150:$M$150)*$Q159*24/1000)","v":0},{"$f":"IF($D159=\"\",0,(_xlfn.XLOOKUP($D159,Daten!$A$152:$A$154,_xlfn.XLOOKUP(U$6,Daten!$B$151:$M$151,Daten!$B$152:$M$154))\n+IF($G159>_xlfn.XLOOKUP($D159,GI!$C$77:$G$77,GI!$C$80:$G$80),($G159-_xlfn.XLOOKUP($D159,GI!$C$77:$G$77,GI!$C$80:$G$80))/4,0))\n*_xlfn.XLOOKUP(U$6,Daten!$B$151:$M$151,Daten!$B$150:$M$150)*$Q159*24/1000)","v":0},{"$f":"IF($D159=\"\",0,(_xlfn.XLOOKUP($D159,Daten!$A$152:$A$154,_xlfn.XLOOKUP(V$6,Daten!$B$151:$M$151,Daten!$B$152:$M$154))\n+IF($G159>_xlfn.XLOOKUP($D159,GI!$C$77:$G$77,GI!$C$80:$G$80),($G159-_xlfn.XLOOKUP($D159,GI!$C$77:$G$77,GI!$C$80:$G$80))/4,0))\n*_xlfn.XLOOKUP(V$6,Daten!$B$151:$M$151,Daten!$B$150:$M$150)*$Q159*24/1000)","v":0},{"$f":"IF($D159=\"\",0,(_xlfn.XLOOKUP($D159,Daten!$A$152:$A$154,_xlfn.XLOOKUP(W$6,Daten!$B$151:$M$151,Daten!$B$152:$M$154))\n+IF($G159>_xlfn.XLOOKUP($D159,GI!$C$77:$G$77,GI!$C$80:$G$80),($G159-_xlfn.XLOOKUP($D159,GI!$C$77:$G$77,GI!$C$80:$G$80))/4,0))\n*_xlfn.XLOOKUP(W$6,Daten!$B$151:$M$151,Daten!$B$150:$M$150)*$Q159*24/1000)","v":0},{"$f":"IF($D159=\"\",0,(_xlfn.XLOOKUP($D159,Daten!$A$152:$A$154,_xlfn.XLOOKUP(X$6,Daten!$B$151:$M$151,Daten!$B$152:$M$154))\n+IF($G159>_xlfn.XLOOKUP($D159,GI!$C$77:$G$77,GI!$C$80:$G$80),($G159-_xlfn.XLOOKUP($D159,GI!$C$77:$G$77,GI!$C$80:$G$80))/4,0))\n*_xlfn.XLOOKUP(X$6,Daten!$B$151:$M$151,Daten!$B$150:$M$150)*$Q159*24/1000)","v":0},{"$f":"IF($D159=\"\",0,(_xlfn.XLOOKUP($D159,Daten!$A$152:$A$154,_xlfn.XLOOKUP(Y$6,Daten!$B$151:$M$151,Daten!$B$152:$M$154))\n+IF($G159>_xlfn.XLOOKUP($D159,GI!$C$77:$G$77,GI!$C$80:$G$80),($G159-_xlfn.XLOOKUP($D159,GI!$C$77:$G$77,GI!$C$80:$G$80))/4,0))\n*_xlfn.XLOOKUP(Y$6,Daten!$B$151:$M$151,Daten!$B$150:$M$150)*$Q159*24/1000)","v":0},{"$f":"IF($D159=\"\",0,(_xlfn.XLOOKUP($D159,Daten!$A$152:$A$154,_xlfn.XLOOKUP(Z$6,Daten!$B$151:$M$151,Daten!$B$152:$M$154))\n+IF($G159>_xlfn.XLOOKUP($D159,GI!$C$77:$G$77,GI!$C$80:$G$80),($G159-_xlfn.XLOOKUP($D159,GI!$C$77:$G$77,GI!$C$80:$G$80))/4,0))\n*_xlfn.XLOOKUP(Z$6,Daten!$B$151:$M$151,Daten!$B$150:$M$150)*$Q159*24/1000)","v":0},{"$f":"IF($D159=\"\",0,(_xlfn.XLOOKUP($D159,Daten!$A$152:$A$154,_xlfn.XLOOKUP(AA$6,Daten!$B$151:$M$151,Daten!$B$152:$M$154))\n+IF($G159>_xlfn.XLOOKUP($D159,GI!$C$77:$G$77,GI!$C$80:$G$80),($G159-_xlfn.XLOOKUP($D159,GI!$C$77:$G$77,GI!$C$80:$G$80))/4,0))\n*_xlfn.XLOOKUP(AA$6,Daten!$B$151:$M$151,Daten!$B$150:$M$150)*$Q159*24/1000)","v":0},{"$f":"IF($D159=\"\",0,(_xlfn.XLOOKUP($D159,Daten!$A$152:$A$154,_xlfn.XLOOKUP(AB$6,Daten!$B$151:$M$151,Daten!$B$152:$M$154))\n+IF($G159>_xlfn.XLOOKUP($D159,GI!$C$77:$G$77,GI!$C$80:$G$80),($G159-_xlfn.XLOOKUP($D159,GI!$C$77:$G$77,GI!$C$80:$G$80))/4,0))\n*_xlfn.XLOOKUP(AB$6,Daten!$B$151:$M$151,Daten!$B$150:$M$150)*$Q159*24/1000)","v":0},{"$f":"IF($D159=\"\",0,(_xlfn.XLOOKUP($D159,Daten!$A$152:$A$154,_xlfn.XLOOKUP(AC$6,Daten!$B$151:$M$151,Daten!$B$152:$M$154))\n+IF($G159>_xlfn.XLOOKUP($D159,GI!$C$77:$G$77,GI!$C$80:$G$80),($G159-_xlfn.XLOOKUP($D159,GI!$C$77:$G$77,GI!$C$80:$G$80))/4,0))\n*_xlfn.XLOOKUP(AC$6,Daten!$B$151:$M$151,Daten!$B$150:$M$150)*$Q159*24/1000)","v":0},0]
[{"$nulls":7},"",{"$nulls":8},0,{"$f":"IF($D160=\"\",0,(_xlfn.XLOOKUP($D160,Daten!$A$152:$A$154,_xlfn.XLOOKUP(R$6,Daten!$B$151:$M$151,Daten!$B$152:$M$154))\n+IF($G160>_xlfn.XLOOKUP($D160,GI!$C$77:$G$77,GI!$C$80:$G$80),($G160-_xlfn.XLOOKUP($D160,GI!$C$77:$G$77,GI!$C$80:$G$80))/4,0))\n*_xlfn.XLOOKUP(R$6,Daten!$B$151:$M$151,Daten!$B$150:$M$150)*$Q160*24/1000)","v":0},{"$f":"IF($D160=\"\",0,(_xlfn.XLOOKUP($D160,Daten!$A$152:$A$154,_xlfn.XLOOKUP(S$6,Daten!$B$151:$M$151,Daten!$B$152:$M$154))\n+IF($G160>_xlfn.XLOOKUP($D160,GI!$C$77:$G$77,GI!$C$80:$G$80),($G160-_xlfn.XLOOKUP($D160,GI!$C$77:$G$77,GI!$C$80:$G$80))/4,0))\n*_xlfn.XLOOKUP(S$6,Daten!$B$151:$M$151,Daten!$B$150:$M$150)*$Q160*24/1000)","v":0},{"$f":"IF($D160=\"\",0,(_xlfn.XLOOKUP($D160,Daten!$A$152:$A$154,_xlfn.XLOOKUP(T$6,Daten!$B$151:$M$151,Daten!$B$152:$M$154))\n+IF($G160>_xlfn.XLOOKUP($D160,GI!$C$77:$G$77,GI!$C$80:$G$80),($G160-_xlfn.XLOOKUP($D160,GI!$C$77:$G$77,GI!$C$80:$G$80))/4,0))\n*_xlfn.XLOOKUP(T$6,Daten!$B$151:$M$151,Daten!$B$150:$M$150)*$Q160*24/1000)","v":0},{"$f":"IF($D160=\"\",0,(_xlfn.XLOOKUP($D160,Daten!$A$152:$A$154,_xlfn.XLOOKUP(U$6,Daten!$B$151:$M$151,Daten!$B$152:$M$154))\n+IF($G160>_xlfn.XLOOKUP($D160,GI!$C$77:$G$77,GI!$C$80:$G$80),($G160-_xlfn.XLOOKUP($D160,GI!$C$77:$G$77,GI!$C$80:$G$80))/4,0))\n*_xlfn.XLOOKUP(U$6,Daten!$B$151:$M$151,Daten!$B$150:$M$150)*$Q160*24/1000)","v":0},{"$f":"IF($D160=\"\",0,(_xlfn.XLOOKUP($D160,Daten!$A$152:$A$154,_xlfn.XLOOKUP(V$6,Daten!$B$151:$M$151,Daten!$B$152:$M$154))\n+IF($G160>_xlfn.XLOOKUP($D160,GI!$C$77:$G$77,GI!$C$80:$G$80),($G160-_xlfn.XLOOKUP($D160,GI!$C$77:$G$77,GI!$C$80:$G$80))/4,0))\n*_xlfn.XLOOKUP(V$6,Daten!$B$151:$M$151,Daten!$B$150:$M$150)*$Q160*24/1000)","v":0},{"$f":"IF($D160=\"\",0,(_xlfn.XLOOKUP($D160,Daten!$A$152:$A$154,_xlfn.XLOOKUP(W$6,Daten!$B$151:$M$151,Daten!$B$152:$M$154))\n+IF($G160>_xlfn.XLOOKUP($D160,GI!$C$77:$G$77,GI!$C$80:$G$80),($G160-_xlfn.XLOOKUP($D160,GI!$C$77:$G$77,GI!$C$80:$G$80))/4,0))\n*_xlfn.XLOOKUP(W$6,Daten!$B$151:$M$151,Daten!$B$150:$M$150)*$Q160*24/1000)","v":0},{"$f":"IF($D160=\"\",0,(_xlfn.XLOOKUP($D160,Daten!$A$152:$A$154,_xlfn.XLOOKUP(X$6,Daten!$B$151:$M$151,Daten!$B$152:$M$154))\n+IF($G160>_xlfn.XLOOKUP($D160,GI!$C$77:$G$77,GI!$C$80:$G$80),($G160-_xlfn.XLOOKUP($D160,GI!$C$77:$G$77,GI!$C$80:$G$80))/4,0))\n*_xlfn.XLOOKUP(X$6,Daten!$B$151:$M$151,Daten!$B$150:$M$150)*$Q160*24/1000)","v":0},{"$f":"IF($D160=\"\",0,(_xlfn.XLOOKUP($D160,Daten!$A$152:$A$154,_xlfn.XLOOKUP(Y$6,Daten!$B$151:$M$151,Daten!$B$152:$M$154))\n+IF($G160>_xlfn.XLOOKUP($D160,GI!$C$77:$G$77,GI!$C$80:$G$80),($G160-_xlfn.XLOOKUP($D160,GI!$C$77:$G$77,GI!$C$80:$G$80))/4,0))\n*_xlfn.XLOOKUP(Y$6,Daten!$B$151:$M$151,Daten!$B$150:$M$150)*$Q160*24/1000)","v":0},{"$f":"IF($D160=\"\",0,(_xlfn.XLOOKUP($D160,Daten!$A$152:$A$154,_xlfn.XLOOKUP(Z$6,Daten!$B$151:$M$151,Daten!$B$152:$M$154))\n+IF($G160>_xlfn.XLOOKUP($D160,GI!$C$77:$G$77,GI!$C$80:$G$80),($G160-_xlfn.XLOOKUP($D160,GI!$C$77:$G$77,GI!$C$80:$G$80))/4,0))\n*_xlfn.XLOOKUP(Z$6,Daten!$B$151:$M$151,Daten!$B$150:$M$150)*$Q160*24/1000)","v":0},{"$f":"IF($D160=\"\",0,(_xlfn.XLOOKUP($D160,Daten!$A$152:$A$154,_xlfn.XLOOKUP(AA$6,Daten!$B$151:$M$151,Daten!$B$152:$M$154))\n+IF($G160>_xlfn.XLOOKUP($D160,GI!$C$77:$G$77,GI!$C$80:$G$80),($G160-_xlfn.XLOOKUP($D160,GI!$C$77:$G$77,GI!$C$80:$G$80))/4,0))\n*_xlfn.XLOOKUP(AA$6,Daten!$B$151:$M$151,Daten!$B$150:$M$150)*$Q160*24/1000)","v":0},{"$f":"IF($D160=\"\",0,(_xlfn.XLOOKUP($D160,Daten!$A$152:$A$154,_xlfn.XLOOKUP(AB$6,Daten!$B$151:$M$151,Daten!$B$152:$M$154))\n+IF($G160>_xlfn.XLOOKUP($D160,GI!$C$77:$G$77,GI!$C$80:$G$80),($G160-_xlfn.XLOOKUP($D160,GI!$C$77:$G$77,GI!$C$80:$G$80))/4,0))\n*_xlfn.XLOOKUP(AB$6,Daten!$B$151:$M$151,Daten!$B$150:$M$150)*$Q160*24/1000)","v":0},{"$f":"IF($D160=\"\",0,(_xlfn.XLOOKUP($D160,Daten!$A$152:$A$154,_xlfn.XLOOKUP(AC$6,Daten!$B$151:$M$151,Daten!$B$152:$M$154))\n+IF($G160>_xlfn.XLOOKUP($D160,GI!$C$77:$G$77,GI!$C$80:$G$80),($G160-_xlfn.XLOOKUP($D160,GI!$C$77:$G$77,GI!$C$80:$G$80))/4,0))\n*_xlfn.XLOOKUP(AC$6,Daten!$B$151:$M$151,Daten!$B$150:$M$150)*$Q160*24/1000)","v":0},0]
[{"$nulls":7},"",{"$nulls":8},0,{"$f":"IF($D161=\"\",0,(_xlfn.XLOOKUP($D161,Daten!$A$152:$A$154,_xlfn.XLOOKUP(R$6,Daten!$B$151:$M$151,Daten!$B$152:$M$154))\n+IF($G161>_xlfn.XLOOKUP($D161,GI!$C$77:$G$77,GI!$C$80:$G$80),($G161-_xlfn.XLOOKUP($D161,GI!$C$77:$G$77,GI!$C$80:$G$80))/4,0))\n*_xlfn.XLOOKUP(R$6,Daten!$B$151:$M$151,Daten!$B$150:$M$150)*$Q161*24/1000)","v":0},{"$f":"IF($D161=\"\",0,(_xlfn.XLOOKUP($D161,Daten!$A$152:$A$154,_xlfn.XLOOKUP(S$6,Daten!$B$151:$M$151,Daten!$B$152:$M$154))\n+IF($G161>_xlfn.XLOOKUP($D161,GI!$C$77:$G$77,GI!$C$80:$G$80),($G161-_xlfn.XLOOKUP($D161,GI!$C$77:$G$77,GI!$C$80:$G$80))/4,0))\n*_xlfn.XLOOKUP(S$6,Daten!$B$151:$M$151,Daten!$B$150:$M$150)*$Q161*24/1000)","v":0},{"$f":"IF($D161=\"\",0,(_xlfn.XLOOKUP($D161,Daten!$A$152:$A$154,_xlfn.XLOOKUP(T$6,Daten!$B$151:$M$151,Daten!$B$152:$M$154))\n+IF($G161>_xlfn.XLOOKUP($D161,GI!$C$77:$G$77,GI!$C$80:$G$80),($G161-_xlfn.XLOOKUP($D161,GI!$C$77:$G$77,GI!$C$80:$G$80))/4,0))\n*_xlfn.XLOOKUP(T$6,Daten!$B$151:$M$151,Daten!$B$150:$M$150)*$Q161*24/1000)","v":0},{"$f":"IF($D161=\"\",0,(_xlfn.XLOOKUP($D161,Daten!$A$152:$A$154,_xlfn.XLOOKUP(U$6,Daten!$B$151:$M$151,Daten!$B$152:$M$154))\n+IF($G161>_xlfn.XLOOKUP($D161,GI!$C$77:$G$77,GI!$C$80:$G$80),($G161-_xlfn.XLOOKUP($D161,GI!$C$77:$G$77,GI!$C$80:$G$80))/4,0))\n*_xlfn.XLOOKUP(U$6,Daten!$B$151:$M$151,Daten!$B$150:$M$150)*$Q161*24/1000)","v":0},{"$f":"IF($D161=\"\",0,(_xlfn.XLOOKUP($D161,Daten!$A$152:$A$154,_xlfn.XLOOKUP(V$6,Daten!$B$151:$M$151,Daten!$B$152:$M$154))\n+IF($G161>_xlfn.XLOOKUP($D161,GI!$C$77:$G$77,GI!$C$80:$G$80),($G161-_xlfn.XLOOKUP($D161,GI!$C$77:$G$77,GI!$C$80:$G$80))/4,0))\n*_xlfn.XLOOKUP(V$6,Daten!$B$151:$M$151,Daten!$B$150:$M$150)*$Q161*24/1000)","v":0},{"$f":"IF($D161=\"\",0,(_xlfn.XLOOKUP($D161,Daten!$A$152:$A$154,_xlfn.XLOOKUP(W$6,Daten!$B$151:$M$151,Daten!$B$152:$M$154))\n+IF($G161>_xlfn.XLOOKUP($D161,GI!$C$77:$G$77,GI!$C$80:$G$80),($G161-_xlfn.XLOOKUP($D161,GI!$C$77:$G$77,GI!$C$80:$G$80))/4,0))\n*_xlfn.XLOOKUP(W$6,Daten!$B$151:$M$151,Daten!$B$150:$M$150)*$Q161*24/1000)","v":0},{"$f":"IF($D161=\"\",0,(_xlfn.XLOOKUP($D161,Daten!$A$152:$A$154,_xlfn.XLOOKUP(X$6,Daten!$B$151:$M$151,Daten!$B$152:$M$154))\n+IF($G161>_xlfn.XLOOKUP($D161,GI!$C$77:$G$77,GI!$C$80:$G$80),($G161-_xlfn.XLOOKUP($D161,GI!$C$77:$G$77,GI!$C$80:$G$80))/4,0))\n*_xlfn.XLOOKUP(X$6,Daten!$B$151:$M$151,Daten!$B$150:$M$150)*$Q161*24/1000)","v":0},{"$f":"IF($D161=\"\",0,(_xlfn.XLOOKUP($D161,Daten!$A$152:$A$154,_xlfn.XLOOKUP(Y$6,Daten!$B$151:$M$151,Daten!$B$152:$M$154))\n+IF($G161>_xlfn.XLOOKUP($D161,GI!$C$77:$G$77,GI!$C$80:$G$80),($G161-_xlfn.XLOOKUP($D161,GI!$C$77:$G$77,GI!$C$80:$G$80))/4,0))\n*_xlfn.XLOOKUP(Y$6,Daten!$B$151:$M$151,Daten!$B$150:$M$150)*$Q161*24/1000)","v":0},{"$f":"IF($D161=\"\",0,(_xlfn.XLOOKUP($D161,Daten!$A$152:$A$154,_xlfn.XLOOKUP(Z$6,Daten!$B$151:$M$151,Daten!$B$152:$M$154))\n+IF($G161>_xlfn.XLOOKUP($D161,GI!$C$77:$G$77,GI!$C$80:$G$80),($G161-_xlfn.XLOOKUP($D161,GI!$C$77:$G$77,GI!$C$80:$G$80))/4,0))\n*_xlfn.XLOOKUP(Z$6,Daten!$B$151:$M$151,Daten!$B$150:$M$150)*$Q161*24/1000)","v":0},{"$f":"IF($D161=\"\",0,(_xlfn.XLOOKUP($D161,Daten!$A$152:$A$154,_xlfn.XLOOKUP(AA$6,Daten!$B$151:$M$151,Daten!$B$152:$M$154))\n+IF($G161>_xlfn.XLOOKUP($D161,GI!$C$77:$G$77,GI!$C$80:$G$80),($G161-_xlfn.XLOOKUP($D161,GI!$C$77:$G$77,GI!$C$80:$G$80))/4,0))\n*_xlfn.XLOOKUP(AA$6,Daten!$B$151:$M$151,Daten!$B$150:$M$150)*$Q161*24/1000)","v":0},{"$f":"IF($D161=\"\",0,(_xlfn.XLOOKUP($D161,Daten!$A$152:$A$154,_xlfn.XLOOKUP(AB$6,Daten!$B$151:$M$151,Daten!$B$152:$M$154))\n+IF($G161>_xlfn.XLOOKUP($D161,GI!$C$77:$G$77,GI!$C$80:$G$80),($G161-_xlfn.XLOOKUP($D161,GI!$C$77:$G$77,GI!$C$80:$G$80))/4,0))\n*_xlfn.XLOOKUP(AB$6,Daten!$B$151:$M$151,Daten!$B$150:$M$150)*$Q161*24/1000)","v":0},{"$f":"IF($D161=\"\",0,(_xlfn.XLOOKUP($D161,Daten!$A$152:$A$154,_xlfn.XLOOKUP(AC$6,Daten!$B$151:$M$151,Daten!$B$152:$M$154))\n+IF($G161>_xlfn.XLOOKUP($D161,GI!$C$77:$G$77,GI!$C$80:$G$80),($G161-_xlfn.XLOOKUP($D161,GI!$C$77:$G$77,GI!$C$80:$G$80))/4,0))\n*_xlfn.XLOOKUP(AC$6,Daten!$B$151:$M$151,Daten!$B$150:$M$150)*$Q161*24/1000)","v":0},{"$f":"SUM(R161:AC161)","v":0}]
[{"$nulls":7},"",{"$nulls":8},0,{"$f":"IF($D162=\"\",0,(_xlfn.XLOOKUP($D162,Daten!$A$152:$A$154,_xlfn.XLOOKUP(R$6,Daten!$B$151:$M$151,Daten!$B$152:$M$154))\n+IF($G162>_xlfn.XLOOKUP($D162,GI!$C$77:$G$77,GI!$C$80:$G$80),($G162-_xlfn.XLOOKUP($D162,GI!$C$77:$G$77,GI!$C$80:$G$80))/4,0))\n*_xlfn.XLOOKUP(R$6,Daten!$B$151:$M$151,Daten!$B$150:$M$150)*$Q162*24/1000)","v":0},{"$f":"IF($D162=\"\",0,(_xlfn.XLOOKUP($D162,Daten!$A$152:$A$154,_xlfn.XLOOKUP(S$6,Daten!$B$151:$M$151,Daten!$B$152:$M$154))\n+IF($G162>_xlfn.XLOOKUP($D162,GI!$C$77:$G$77,GI!$C$80:$G$80),($G162-_xlfn.XLOOKUP($D162,GI!$C$77:$G$77,GI!$C$80:$G$80))/4,0))\n*_xlfn.XLOOKUP(S$6,Daten!$B$151:$M$151,Daten!$B$150:$M$150)*$Q162*24/1000)","v":0},{"$f":"IF($D162=\"\",0,(_xlfn.XLOOKUP($D162,Daten!$A$152:$A$154,_xlfn.XLOOKUP(T$6,Daten!$B$151:$M$151,Daten!$B$152:$M$154))\n+IF($G162>_xlfn.XLOOKUP($D162,GI!$C$77:$G$77,GI!$C$80:$G$80),($G162-_xlfn.XLOOKUP($D162,GI!$C$77:$G$77,GI!$C$80:$G$80))/4,0))\n*_xlfn.XLOOKUP(T$6,Daten!$B$151:$M$151,Daten!$B$150:$M$150)*$Q162*24/1000)","v":0},{"$f":"IF($D162=\"\",0,(_xlfn.XLOOKUP($D162,Daten!$A$152:$A$154,_xlfn.XLOOKUP(U$6,Daten!$B$151:$M$151,Daten!$B$152:$M$154))\n+IF($G162>_xlfn.XLOOKUP($D162,GI!$C$77:$G$77,GI!$C$80:$G$80),($G162-_xlfn.XLOOKUP($D162,GI!$C$77:$G$77,GI!$C$80:$G$80))/4,0))\n*_xlfn.XLOOKUP(U$6,Daten!$B$151:$M$151,Daten!$B$150:$M$150)*$Q162*24/1000)","v":0},{"$f":"IF($D162=\"\",0,(_xlfn.XLOOKUP($D162,Daten!$A$152:$A$154,_xlfn.XLOOKUP(V$6,Daten!$B$151:$M$151,Daten!$B$152:$M$154))\n+IF($G162>_xlfn.XLOOKUP($D162,GI!$C$77:$G$77,GI!$C$80:$G$80),($G162-_xlfn.XLOOKUP($D162,GI!$C$77:$G$77,GI!$C$80:$G$80))/4,0))\n*_xlfn.XLOOKUP(V$6,Daten!$B$151:$M$151,Daten!$B$150:$M$150)*$Q162*24/1000)","v":0},{"$f":"IF($D162=\"\",0,(_xlfn.XLOOKUP($D162,Daten!$A$152:$A$154,_xlfn.XLOOKUP(W$6,Daten!$B$151:$M$151,Daten!$B$152:$M$154))\n+IF($G162>_xlfn.XLOOKUP($D162,GI!$C$77:$G$77,GI!$C$80:$G$80),($G162-_xlfn.XLOOKUP($D162,GI!$C$77:$G$77,GI!$C$80:$G$80))/4,0))\n*_xlfn.XLOOKUP(W$6,Daten!$B$151:$M$151,Daten!$B$150:$M$150)*$Q162*24/1000)","v":0},{"$f":"IF($D162=\"\",0,(_xlfn.XLOOKUP($D162,Daten!$A$152:$A$154,_xlfn.XLOOKUP(X$6,Daten!$B$151:$M$151,Daten!$B$152:$M$154))\n+IF($G162>_xlfn.XLOOKUP($D162,GI!$C$77:$G$77,GI!$C$80:$G$80),($G162-_xlfn.XLOOKUP($D162,GI!$C$77:$G$77,GI!$C$80:$G$80))/4,0))\n*_xlfn.XLOOKUP(X$6,Daten!$B$151:$M$151,Daten!$B$150:$M$150)*$Q162*24/1000)","v":0},{"$f":"IF($D162=\"\",0,(_xlfn.XLOOKUP($D162,Daten!$A$152:$A$154,_xlfn.XLOOKUP(Y$6,Daten!$B$151:$M$151,Daten!$B$152:$M$154))\n+IF($G162>_xlfn.XLOOKUP($D162,GI!$C$77:$G$77,GI!$C$80:$G$80),($G162-_xlfn.XLOOKUP($D162,GI!$C$77:$G$77,GI!$C$80:$G$80))/4,0))\n*_xlfn.XLOOKUP(Y$6,Daten!$B$151:$M$151,Daten!$B$150:$M$150)*$Q162*24/1000)","v":0},{"$f":"IF($D162=\"\",0,(_xlfn.XLOOKUP($D162,Daten!$A$152:$A$154,_xlfn.XLOOKUP(Z$6,Daten!$B$151:$M$151,Daten!$B$152:$M$154))\n+IF($G162>_xlfn.XLOOKUP($D162,GI!$C$77:$G$77,GI!$C$80:$G$80),($G162-_xlfn.XLOOKUP($D162,GI!$C$77:$G$77,GI!$C$80:$G$80))/4,0))\n*_xlfn.XLOOKUP(Z$6,Daten!$B$151:$M$151,Daten!$B$150:$M$150)*$Q162*24/1000)","v":0},{"$f":"IF($D162=\"\",0,(_xlfn.XLOOKUP($D162,Daten!$A$152:$A$154,_xlfn.XLOOKUP(AA$6,Daten!$B$151:$M$151,Daten!$B$152:$M$154))\n+IF($G162>_xlfn.XLOOKUP($D162,GI!$C$77:$G$77,GI!$C$80:$G$80),($G162-_xlfn.XLOOKUP($D162,GI!$C$77:$G$77,GI!$C$80:$G$80))/4,0))\n*_xlfn.XLOOKUP(AA$6,Daten!$B$151:$M$151,Daten!$B$150:$M$150)*$Q162*24/1000)","v":0},{"$f":"IF($D162=\"\",0,(_xlfn.XLOOKUP($D162,Daten!$A$152:$A$154,_xlfn.XLOOKUP(AB$6,Daten!$B$151:$M$151,Daten!$B$152:$M$154))\n+IF($G162>_xlfn.XLOOKUP($D162,GI!$C$77:$G$77,GI!$C$80:$G$80),($G162-_xlfn.XLOOKUP($D162,GI!$C$77:$G$77,GI!$C$80:$G$80))/4,0))\n*_xlfn.XLOOKUP(AB$6,Daten!$B$151:$M$151,Daten!$B$150:$M$150)*$Q162*24/1000)","v":0},{"$f":"IF($D162=\"\",0,(_xlfn.XLOOKUP($D162,Daten!$A$152:$A$154,_xlfn.XLOOKUP(AC$6,Daten!$B$151:$M$151,Daten!$B$152:$M$154))\n+IF($G162>_xlfn.XLOOKUP($D162,GI!$C$77:$G$77,GI!$C$80:$G$80),($G162-_xlfn.XLOOKUP($D162,GI!$C$77:$G$77,GI!$C$80:$G$80))/4,0))\n*_xlfn.XLOOKUP(AC$6,Daten!$B$151:$M$151,Daten!$B$150:$M$150)*$Q162*24/1000)","v":0},0]
[{"$nulls":7},"",{"$nulls":8},0,{"$f":"IF($D163=\"\",0,(_xlfn.XLOOKUP($D163,Daten!$A$152:$A$154,_xlfn.XLOOKUP(R$6,Daten!$B$151:$M$151,Daten!$B$152:$M$154))\n+IF($G163>_xlfn.XLOOKUP($D163,GI!$C$77:$G$77,GI!$C$80:$G$80),($G163-_xlfn.XLOOKUP($D163,GI!$C$77:$G$77,GI!$C$80:$G$80))/4,0))\n*_xlfn.XLOOKUP(R$6,Daten!$B$151:$M$151,Daten!$B$150:$M$150)*$Q163*24/1000)","v":0},{"$f":"IF($D163=\"\",0,(_xlfn.XLOOKUP($D163,Daten!$A$152:$A$154,_xlfn.XLOOKUP(S$6,Daten!$B$151:$M$151,Daten!$B$152:$M$154))\n+IF($G163>_xlfn.XLOOKUP($D163,GI!$C$77:$G$77,GI!$C$80:$G$80),($G163-_xlfn.XLOOKUP($D163,GI!$C$77:$G$77,GI!$C$80:$G$80))/4,0))\n*_xlfn.XLOOKUP(S$6,Daten!$B$151:$M$151,Daten!$B$150:$M$150)*$Q163*24/1000)","v":0},{"$f":"IF($D163=\"\",0,(_xlfn.XLOOKUP($D163,Daten!$A$152:$A$154,_xlfn.XLOOKUP(T$6,Daten!$B$151:$M$151,Daten!$B$152:$M$154))\n+IF($G163>_xlfn.XLOOKUP($D163,GI!$C$77:$G$77,GI!$C$80:$G$80),($G163-_xlfn.XLOOKUP($D163,GI!$C$77:$G$77,GI!$C$80:$G$80))/4,0))\n*_xlfn.XLOOKUP(T$6,Daten!$B$151:$M$151,Daten!$B$150:$M$150)*$Q163*24/1000)","v":0},{"$f":"IF($D163=\"\",0,(_xlfn.XLOOKUP($D163,Daten!$A$152:$A$154,_xlfn.XLOOKUP(U$6,Daten!$B$151:$M$151,Daten!$B$152:$M$154))\n+IF($G163>_xlfn.XLOOKUP($D163,GI!$C$77:$G$77,GI!$C$80:$G$80),($G163-_xlfn.XLOOKUP($D163,GI!$C$77:$G$77,GI!$C$80:$G$80))/4,0))\n*_xlfn.XLOOKUP(U$6,Daten!$B$151:$M$151,Daten!$B$150:$M$150)*$Q163*24/1000)","v":0},{"$f":"IF($D163=\"\",0,(_xlfn.XLOOKUP($D163,Daten!$A$152:$A$154,_xlfn.XLOOKUP(V$6,Daten!$B$151:$M$151,Daten!$B$152:$M$154))\n+IF($G163>_xlfn.XLOOKUP($D163,GI!$C$77:$G$77,GI!$C$80:$G$80),($G163-_xlfn.XLOOKUP($D163,GI!$C$77:$G$77,GI!$C$80:$G$80))/4,0))\n*_xlfn.XLOOKUP(V$6,Daten!$B$151:$M$151,Daten!$B$150:$M$150)*$Q163*24/1000)","v":0},{"$f":"IF($D163=\"\",0,(_xlfn.XLOOKUP($D163,Daten!$A$152:$A$154,_xlfn.XLOOKUP(W$6,Daten!$B$151:$M$151,Daten!$B$152:$M$154))\n+IF($G163>_xlfn.XLOOKUP($D163,GI!$C$77:$G$77,GI!$C$80:$G$80),($G163-_xlfn.XLOOKUP($D163,GI!$C$77:$G$77,GI!$C$80:$G$80))/4,0))\n*_xlfn.XLOOKUP(W$6,Daten!$B$151:$M$151,Daten!$B$150:$M$150)*$Q163*24/1000)","v":0},{"$f":"IF($D163=\"\",0,(_xlfn.XLOOKUP($D163,Daten!$A$152:$A$154,_xlfn.XLOOKUP(X$6,Daten!$B$151:$M$151,Daten!$B$152:$M$154))\n+IF($G163>_xlfn.XLOOKUP($D163,GI!$C$77:$G$77,GI!$C$80:$G$80),($G163-_xlfn.XLOOKUP($D163,GI!$C$77:$G$77,GI!$C$80:$G$80))/4,0))\n*_xlfn.XLOOKUP(X$6,Daten!$B$151:$M$151,Daten!$B$150:$M$150)*$Q163*24/1000)","v":0},{"$f":"IF($D163=\"\",0,(_xlfn.XLOOKUP($D163,Daten!$A$152:$A$154,_xlfn.XLOOKUP(Y$6,Daten!$B$151:$M$151,Daten!$B$152:$M$154))\n+IF($G163>_xlfn.XLOOKUP($D163,GI!$C$77:$G$77,GI!$C$80:$G$80),($G163-_xlfn.XLOOKUP($D163,GI!$C$77:$G$77,GI!$C$80:$G$80))/4,0))\n*_xlfn.XLOOKUP(Y$6,Daten!$B$151:$M$151,Daten!$B$150:$M$150)*$Q163*24/1000)","v":0},{"$f":"IF($D163=\"\",0,(_xlfn.XLOOKUP($D163,Daten!$A$152:$A$154,_xlfn.XLOOKUP(Z$6,Daten!$B$151:$M$151,Daten!$B$152:$M$154))\n+IF($G163>_xlfn.XLOOKUP($D163,GI!$C$77:$G$77,GI!$C$80:$G$80),($G163-_xlfn.XLOOKUP($D163,GI!$C$77:$G$77,GI!$C$80:$G$80))/4,0))\n*_xlfn.XLOOKUP(Z$6,Daten!$B$151:$M$151,Daten!$B$150:$M$150)*$Q163*24/1000)","v":0},{"$f":"IF($D163=\"\",0,(_xlfn.XLOOKUP($D163,Daten!$A$152:$A$154,_xlfn.XLOOKUP(AA$6,Daten!$B$151:$M$151,Daten!$B$152:$M$154))\n+IF($G163>_xlfn.XLOOKUP($D163,GI!$C$77:$G$77,GI!$C$80:$G$80),($G163-_xlfn.XLOOKUP($D163,GI!$C$77:$G$77,GI!$C$80:$G$80))/4,0))\n*_xlfn.XLOOKUP(AA$6,Daten!$B$151:$M$151,Daten!$B$150:$M$150)*$Q163*24/1000)","v":0},{"$f":"IF($D163=\"\",0,(_xlfn.XLOOKUP($D163,Daten!$A$152:$A$154,_xlfn.XLOOKUP(AB$6,Daten!$B$151:$M$151,Daten!$B$152:$M$154))\n+IF($G163>_xlfn.XLOOKUP($D163,GI!$C$77:$G$77,GI!$C$80:$G$80),($G163-_xlfn.XLOOKUP($D163,GI!$C$77:$G$77,GI!$C$80:$G$80))/4,0))\n*_xlfn.XLOOKUP(AB$6,Daten!$B$151:$M$151,Daten!$B$150:$M$150)*$Q163*24/1000)","v":0},{"$f":"IF($D163=\"\",0,(_xlfn.XLOOKUP($D163,Daten!$A$152:$A$154,_xlfn.XLOOKUP(AC$6,Daten!$B$151:$M$151,Daten!$B$152:$M$154))\n+IF($G163>_xlfn.XLOOKUP($D163,GI!$C$77:$G$77,GI!$C$80:$G$80),($G163-_xlfn.XLOOKUP($D163,GI!$C$77:$G$77,GI!$C$80:$G$80))/4,0))\n*_xlfn.XLOOKUP(AC$6,Daten!$B$151:$M$151,Daten!$B$150:$M$150)*$Q163*24/1000)","v":0},0]
[{"$nulls":7},"",{"$nulls":8},0,{"$f":"IF($D164=\"\",0,(_xlfn.XLOOKUP($D164,Daten!$A$152:$A$154,_xlfn.XLOOKUP(R$6,Daten!$B$151:$M$151,Daten!$B$152:$M$154))\n+IF($G164>_xlfn.XLOOKUP($D164,GI!$C$77:$G$77,GI!$C$80:$G$80),($G164-_xlfn.XLOOKUP($D164,GI!$C$77:$G$77,GI!$C$80:$G$80))/4,0))\n*_xlfn.XLOOKUP(R$6,Daten!$B$151:$M$151,Daten!$B$150:$M$150)*$Q164*24/1000)","v":0},{"$f":"IF($D164=\"\",0,(_xlfn.XLOOKUP($D164,Daten!$A$152:$A$154,_xlfn.XLOOKUP(S$6,Daten!$B$151:$M$151,Daten!$B$152:$M$154))\n+IF($G164>_xlfn.XLOOKUP($D164,GI!$C$77:$G$77,GI!$C$80:$G$80),($G164-_xlfn.XLOOKUP($D164,GI!$C$77:$G$77,GI!$C$80:$G$80))/4,0))\n*_xlfn.XLOOKUP(S$6,Daten!$B$151:$M$151,Daten!$B$150:$M$150)*$Q164*24/1000)","v":0},{"$f":"IF($D164=\"\",0,(_xlfn.XLOOKUP($D164,Daten!$A$152:$A$154,_xlfn.XLOOKUP(T$6,Daten!$B$151:$M$151,Daten!$B$152:$M$154))\n+IF($G164>_xlfn.XLOOKUP($D164,GI!$C$77:$G$77,GI!$C$80:$G$80),($G164-_xlfn.XLOOKUP($D164,GI!$C$77:$G$77,GI!$C$80:$G$80))/4,0))\n*_xlfn.XLOOKUP(T$6,Daten!$B$151:$M$151,Daten!$B$150:$M$150)*$Q164*24/1000)","v":0},{"$f":"IF($D164=\"\",0,(_xlfn.XLOOKUP($D164,Daten!$A$152:$A$154,_xlfn.XLOOKUP(U$6,Daten!$B$151:$M$151,Daten!$B$152:$M$154))\n+IF($G164>_xlfn.XLOOKUP($D164,GI!$C$77:$G$77,GI!$C$80:$G$80),($G164-_xlfn.XLOOKUP($D164,GI!$C$77:$G$77,GI!$C$80:$G$80))/4,0))\n*_xlfn.XLOOKUP(U$6,Daten!$B$151:$M$151,Daten!$B$150:$M$150)*$Q164*24/1000)","v":0},{"$f":"IF($D164=\"\",0,(_xlfn.XLOOKUP($D164,Daten!$A$152:$A$154,_xlfn.XLOOKUP(V$6,Daten!$B$151:$M$151,Daten!$B$152:$M$154))\n+IF($G164>_xlfn.XLOOKUP($D164,GI!$C$77:$G$77,GI!$C$80:$G$80),($G164-_xlfn.XLOOKUP($D164,GI!$C$77:$G$77,GI!$C$80:$G$80))/4,0))\n*_xlfn.XLOOKUP(V$6,Daten!$B$151:$M$151,Daten!$B$150:$M$150)*$Q164*24/1000)","v":0},{"$f":"IF($D164=\"\",0,(_xlfn.XLOOKUP($D164,Daten!$A$152:$A$154,_xlfn.XLOOKUP(W$6,Daten!$B$151:$M$151,Daten!$B$152:$M$154))\n+IF($G164>_xlfn.XLOOKUP($D164,GI!$C$77:$G$77,GI!$C$80:$G$80),($G164-_xlfn.XLOOKUP($D164,GI!$C$77:$G$77,GI!$C$80:$G$80))/4,0))\n*_xlfn.XLOOKUP(W$6,Daten!$B$151:$M$151,Daten!$B$150:$M$150)*$Q164*24/1000)","v":0},{"$f":"IF($D164=\"\",0,(_xlfn.XLOOKUP($D164,Daten!$A$152:$A$154,_xlfn.XLOOKUP(X$6,Daten!$B$151:$M$151,Daten!$B$152:$M$154))\n+IF($G164>_xlfn.XLOOKUP($D164,GI!$C$77:$G$77,GI!$C$80:$G$80),($G164-_xlfn.XLOOKUP($D164,GI!$C$77:$G$77,GI!$C$80:$G$80))/4,0))\n*_xlfn.XLOOKUP(X$6,Daten!$B$151:$M$151,Daten!$B$150:$M$150)*$Q164*24/1000)","v":0},{"$f":"IF($D164=\"\",0,(_xlfn.XLOOKUP($D164,Daten!$A$152:$A$154,_xlfn.XLOOKUP(Y$6,Daten!$B$151:$M$151,Daten!$B$152:$M$154))\n+IF($G164>_xlfn.XLOOKUP($D164,GI!$C$77:$G$77,GI!$C$80:$G$80),($G164-_xlfn.XLOOKUP($D164,GI!$C$77:$G$77,GI!$C$80:$G$80))/4,0))\n*_xlfn.XLOOKUP(Y$6,Daten!$B$151:$M$151,Daten!$B$150:$M$150)*$Q164*24/1000)","v":0},{"$f":"IF($D164=\"\",0,(_xlfn.XLOOKUP($D164,Daten!$A$152:$A$154,_xlfn.XLOOKUP(Z$6,Daten!$B$151:$M$151,Daten!$B$152:$M$154))\n+IF($G164>_xlfn.XLOOKUP($D164,GI!$C$77:$G$77,GI!$C$80:$G$80),($G164-_xlfn.XLOOKUP($D164,GI!$C$77:$G$77,GI!$C$80:$G$80))/4,0))\n*_xlfn.XLOOKUP(Z$6,Daten!$B$151:$M$151,Daten!$B$150:$M$150)*$Q164*24/1000)","v":0},{"$f":"IF($D164=\"\",0,(_xlfn.XLOOKUP($D164,Daten!$A$152:$A$154,_xlfn.XLOOKUP(AA$6,Daten!$B$151:$M$151,Daten!$B$152:$M$154))\n+IF($G164>_xlfn.XLOOKUP($D164,GI!$C$77:$G$77,GI!$C$80:$G$80),($G164-_xlfn.XLOOKUP($D164,GI!$C$77:$G$77,GI!$C$80:$G$80))/4,0))\n*_xlfn.XLOOKUP(AA$6,Daten!$B$151:$M$151,Daten!$B$150:$M$150)*$Q164*24/1000)","v":0},{"$f":"IF($D164=\"\",0,(_xlfn.XLOOKUP($D164,Daten!$A$152:$A$154,_xlfn.XLOOKUP(AB$6,Daten!$B$151:$M$151,Daten!$B$152:$M$154))\n+IF($G164>_xlfn.XLOOKUP($D164,GI!$C$77:$G$77,GI!$C$80:$G$80),($G164-_xlfn.XLOOKUP($D164,GI!$C$77:$G$77,GI!$C$80:$G$80))/4,0))\n*_xlfn.XLOOKUP(AB$6,Daten!$B$151:$M$151,Daten!$B$150:$M$150)*$Q164*24/1000)","v":0},{"$f":"IF($D164=\"\",0,(_xlfn.XLOOKUP($D164,Daten!$A$152:$A$154,_xlfn.XLOOKUP(AC$6,Daten!$B$151:$M$151,Daten!$B$152:$M$154))\n+IF($G164>_xlfn.XLOOKUP($D164,GI!$C$77:$G$77,GI!$C$80:$G$80),($G164-_xlfn.XLOOKUP($D164,GI!$C$77:$G$77,GI!$C$80:$G$80))/4,0))\n*_xlfn.XLOOKUP(AC$6,Daten!$B$151:$M$151,Daten!$B$150:$M$150)*$Q164*24/1000)","v":0},0]
[{"$nulls":7},"",{"$nulls":8},0,{"$f":"IF($D165=\"\",0,(_xlfn.XLOOKUP($D165,Daten!$A$152:$A$154,_xlfn.XLOOKUP(R$6,Daten!$B$151:$M$151,Daten!$B$152:$M$154))\n+IF($G165>_xlfn.XLOOKUP($D165,GI!$C$77:$G$77,GI!$C$80:$G$80),($G165-_xlfn.XLOOKUP($D165,GI!$C$77:$G$77,GI!$C$80:$G$80))/4,0))\n*_xlfn.XLOOKUP(R$6,Daten!$B$151:$M$151,Daten!$B$150:$M$150)*$Q165*24/1000)","v":0},{"$f":"IF($D165=\"\",0,(_xlfn.XLOOKUP($D165,Daten!$A$152:$A$154,_xlfn.XLOOKUP(S$6,Daten!$B$151:$M$151,Daten!$B$152:$M$154))\n+IF($G165>_xlfn.XLOOKUP($D165,GI!$C$77:$G$77,GI!$C$80:$G$80),($G165-_xlfn.XLOOKUP($D165,GI!$C$77:$G$77,GI!$C$80:$G$80))/4,0))\n*_xlfn.XLOOKUP(S$6,Daten!$B$151:$M$151,Daten!$B$150:$M$150)*$Q165*24/1000)","v":0},{"$f":"IF($D165=\"\",0,(_xlfn.XLOOKUP($D165,Daten!$A$152:$A$154,_xlfn.XLOOKUP(T$6,Daten!$B$151:$M$151,Daten!$B$152:$M$154))\n+IF($G165>_xlfn.XLOOKUP($D165,GI!$C$77:$G$77,GI!$C$80:$G$80),($G165-_xlfn.XLOOKUP($D165,GI!$C$77:$G$77,GI!$C$80:$G$80))/4,0))\n*_xlfn.XLOOKUP(T$6,Daten!$B$151:$M$151,Daten!$B$150:$M$150)*$Q165*24/1000)","v":0},{"$f":"IF($D165=\"\",0,(_xlfn.XLOOKUP($D165,Daten!$A$152:$A$154,_xlfn.XLOOKUP(U$6,Daten!$B$151:$M$151,Daten!$B$152:$M$154))\n+IF($G165>_xlfn.XLOOKUP($D165,GI!$C$77:$G$77,GI!$C$80:$G$80),($G165-_xlfn.XLOOKUP($D165,GI!$C$77:$G$77,GI!$C$80:$G$80))/4,0))\n*_xlfn.XLOOKUP(U$6,Daten!$B$151:$M$151,Daten!$B$150:$M$150)*$Q165*24/1000)","v":0},{"$f":"IF($D165=\"\",0,(_xlfn.XLOOKUP($D165,Daten!$A$152:$A$154,_xlfn.XLOOKUP(V$6,Daten!$B$151:$M$151,Daten!$B$152:$M$154))\n+IF($G165>_xlfn.XLOOKUP($D165,GI!$C$77:$G$77,GI!$C$80:$G$80),($G165-_xlfn.XLOOKUP($D165,GI!$C$77:$G$77,GI!$C$80:$G$80))/4,0))\n*_xlfn.XLOOKUP(V$6,Daten!$B$151:$M$151,Daten!$B$150:$M$150)*$Q165*24/1000)","v":0},{"$f":"IF($D165=\"\",0,(_xlfn.XLOOKUP($D165,Daten!$A$152:$A$154,_xlfn.XLOOKUP(W$6,Daten!$B$151:$M$151,Daten!$B$152:$M$154))\n+IF($G165>_xlfn.XLOOKUP($D165,GI!$C$77:$G$77,GI!$C$80:$G$80),($G165-_xlfn.XLOOKUP($D165,GI!$C$77:$G$77,GI!$C$80:$G$80))/4,0))\n*_xlfn.XLOOKUP(W$6,Daten!$B$151:$M$151,Daten!$B$150:$M$150)*$Q165*24/1000)","v":0},{"$f":"IF($D165=\"\",0,(_xlfn.XLOOKUP($D165,Daten!$A$152:$A$154,_xlfn.XLOOKUP(X$6,Daten!$B$151:$M$151,Daten!$B$152:$M$154))\n+IF($G165>_xlfn.XLOOKUP($D165,GI!$C$77:$G$77,GI!$C$80:$G$80),($G165-_xlfn.XLOOKUP($D165,GI!$C$77:$G$77,GI!$C$80:$G$80))/4,0))\n*_xlfn.XLOOKUP(X$6,Daten!$B$151:$M$151,Daten!$B$150:$M$150)*$Q165*24/1000)","v":0},{"$f":"IF($D165=\"\",0,(_xlfn.XLOOKUP($D165,Daten!$A$152:$A$154,_xlfn.XLOOKUP(Y$6,Daten!$B$151:$M$151,Daten!$B$152:$M$154))\n+IF($G165>_xlfn.XLOOKUP($D165,GI!$C$77:$G$77,GI!$C$80:$G$80),($G165-_xlfn.XLOOKUP($D165,GI!$C$77:$G$77,GI!$C$80:$G$80))/4,0))\n*_xlfn.XLOOKUP(Y$6,Daten!$B$151:$M$151,Daten!$B$150:$M$150)*$Q165*24/1000)","v":0},{"$f":"IF($D165=\"\",0,(_xlfn.XLOOKUP($D165,Daten!$A$152:$A$154,_xlfn.XLOOKUP(Z$6,Daten!$B$151:$M$151,Daten!$B$152:$M$154))\n+IF($G165>_xlfn.XLOOKUP($D165,GI!$C$77:$G$77,GI!$C$80:$G$80),($G165-_xlfn.XLOOKUP($D165,GI!$C$77:$G$77,GI!$C$80:$G$80))/4,0))\n*_xlfn.XLOOKUP(Z$6,Daten!$B$151:$M$151,Daten!$B$150:$M$150)*$Q165*24/1000)","v":0},{"$f":"IF($D165=\"\",0,(_xlfn.XLOOKUP($D165,Daten!$A$152:$A$154,_xlfn.XLOOKUP(AA$6,Daten!$B$151:$M$151,Daten!$B$152:$M$154))\n+IF($G165>_xlfn.XLOOKUP($D165,GI!$C$77:$G$77,GI!$C$80:$G$80),($G165-_xlfn.XLOOKUP($D165,GI!$C$77:$G$77,GI!$C$80:$G$80))/4,0))\n*_xlfn.XLOOKUP(AA$6,Daten!$B$151:$M$151,Daten!$B$150:$M$150)*$Q165*24/1000)","v":0},{"$f":"IF($D165=\"\",0,(_xlfn.XLOOKUP($D165,Daten!$A$152:$A$154,_xlfn.XLOOKUP(AB$6,Daten!$B$151:$M$151,Daten!$B$152:$M$154))\n+IF($G165>_xlfn.XLOOKUP($D165,GI!$C$77:$G$77,GI!$C$80:$G$80),($G165-_xlfn.XLOOKUP($D165,GI!$C$77:$G$77,GI!$C$80:$G$80))/4,0))\n*_xlfn.XLOOKUP(AB$6,Daten!$B$151:$M$151,Daten!$B$150:$M$150)*$Q165*24/1000)","v":0},{"$f":"IF($D165=\"\",0,(_xlfn.XLOOKUP($D165,Daten!$A$152:$A$154,_xlfn.XLOOKUP(AC$6,Daten!$B$151:$M$151,Daten!$B$152:$M$154))\n+IF($G165>_xlfn.XLOOKUP($D165,GI!$C$77:$G$77,GI!$C$80:$G$80),($G165-_xlfn.XLOOKUP($D165,GI!$C$77:$G$77,GI!$C$80:$G$80))/4,0))\n*_xlfn.XLOOKUP(AC$6,Daten!$B$151:$M$151,Daten!$B$150:$M$150)*$Q165*24/1000)","v":0},0]
[{"$nulls":7},"",{"$nulls":8},0,{"$f":"IF($D166=\"\",0,(_xlfn.XLOOKUP($D166,Daten!$A$152:$A$154,_xlfn.XLOOKUP(R$6,Daten!$B$151:$M$151,Daten!$B$152:$M$154))\n+IF($G166>_xlfn.XLOOKUP($D166,GI!$C$77:$G$77,GI!$C$80:$G$80),($G166-_xlfn.XLOOKUP($D166,GI!$C$77:$G$77,GI!$C$80:$G$80))/4,0))\n*_xlfn.XLOOKUP(R$6,Daten!$B$151:$M$151,Daten!$B$150:$M$150)*$Q166*24/1000)","v":0},{"$f":"IF($D166=\"\",0,(_xlfn.XLOOKUP($D166,Daten!$A$152:$A$154,_xlfn.XLOOKUP(S$6,Daten!$B$151:$M$151,Daten!$B$152:$M$154))\n+IF($G166>_xlfn.XLOOKUP($D166,GI!$C$77:$G$77,GI!$C$80:$G$80),($G166-_xlfn.XLOOKUP($D166,GI!$C$77:$G$77,GI!$C$80:$G$80))/4,0))\n*_xlfn.XLOOKUP(S$6,Daten!$B$151:$M$151,Daten!$B$150:$M$150)*$Q166*24/1000)","v":0},{"$f":"IF($D166=\"\",0,(_xlfn.XLOOKUP($D166,Daten!$A$152:$A$154,_xlfn.XLOOKUP(T$6,Daten!$B$151:$M$151,Daten!$B$152:$M$154))\n+IF($G166>_xlfn.XLOOKUP($D166,GI!$C$77:$G$77,GI!$C$80:$G$80),($G166-_xlfn.XLOOKUP($D166,GI!$C$77:$G$77,GI!$C$80:$G$80))/4,0))\n*_xlfn.XLOOKUP(T$6,Daten!$B$151:$M$151,Daten!$B$150:$M$150)*$Q166*24/1000)","v":0},{"$f":"IF($D166=\"\",0,(_xlfn.XLOOKUP($D166,Daten!$A$152:$A$154,_xlfn.XLOOKUP(U$6,Daten!$B$151:$M$151,Daten!$B$152:$M$154))\n+IF($G166>_xlfn.XLOOKUP($D166,GI!$C$77:$G$77,GI!$C$80:$G$80),($G166-_xlfn.XLOOKUP($D166,GI!$C$77:$G$77,GI!$C$80:$G$80))/4,0))\n*_xlfn.XLOOKUP(U$6,Daten!$B$151:$M$151,Daten!$B$150:$M$150)*$Q166*24/1000)","v":0},{"$f":"IF($D166=\"\",0,(_xlfn.XLOOKUP($D166,Daten!$A$152:$A$154,_xlfn.XLOOKUP(V$6,Daten!$B$151:$M$151,Daten!$B$152:$M$154))\n+IF($G166>_xlfn.XLOOKUP($D166,GI!$C$77:$G$77,GI!$C$80:$G$80),($G166-_xlfn.XLOOKUP($D166,GI!$C$77:$G$77,GI!$C$80:$G$80))/4,0))\n*_xlfn.XLOOKUP(V$6,Daten!$B$151:$M$151,Daten!$B$150:$M$150)*$Q166*24/1000)","v":0},{"$f":"IF($D166=\"\",0,(_xlfn.XLOOKUP($D166,Daten!$A$152:$A$154,_xlfn.XLOOKUP(W$6,Daten!$B$151:$M$151,Daten!$B$152:$M$154))\n+IF($G166>_xlfn.XLOOKUP($D166,GI!$C$77:$G$77,GI!$C$80:$G$80),($G166-_xlfn.XLOOKUP($D166,GI!$C$77:$G$77,GI!$C$80:$G$80))/4,0))\n*_xlfn.XLOOKUP(W$6,Daten!$B$151:$M$151,Daten!$B$150:$M$150)*$Q166*24/1000)","v":0},{"$f":"IF($D166=\"\",0,(_xlfn.XLOOKUP($D166,Daten!$A$152:$A$154,_xlfn.XLOOKUP(X$6,Daten!$B$151:$M$151,Daten!$B$152:$M$154))\n+IF($G166>_xlfn.XLOOKUP($D166,GI!$C$77:$G$77,GI!$C$80:$G$80),($G166-_xlfn.XLOOKUP($D166,GI!$C$77:$G$77,GI!$C$80:$G$80))/4,0))\n*_xlfn.XLOOKUP(X$6,Daten!$B$151:$M$151,Daten!$B$150:$M$150)*$Q166*24/1000)","v":0},{"$f":"IF($D166=\"\",0,(_xlfn.XLOOKUP($D166,Daten!$A$152:$A$154,_xlfn.XLOOKUP(Y$6,Daten!$B$151:$M$151,Daten!$B$152:$M$154))\n+IF($G166>_xlfn.XLOOKUP($D166,GI!$C$77:$G$77,GI!$C$80:$G$80),($G166-_xlfn.XLOOKUP($D166,GI!$C$77:$G$77,GI!$C$80:$G$80))/4,0))\n*_xlfn.XLOOKUP(Y$6,Daten!$B$151:$M$151,Daten!$B$150:$M$150)*$Q166*24/1000)","v":0},{"$f":"IF($D166=\"\",0,(_xlfn.XLOOKUP($D166,Daten!$A$152:$A$154,_xlfn.XLOOKUP(Z$6,Daten!$B$151:$M$151,Daten!$B$152:$M$154))\n+IF($G166>_xlfn.XLOOKUP($D166,GI!$C$77:$G$77,GI!$C$80:$G$80),($G166-_xlfn.XLOOKUP($D166,GI!$C$77:$G$77,GI!$C$80:$G$80))/4,0))\n*_xlfn.XLOOKUP(Z$6,Daten!$B$151:$M$151,Daten!$B$150:$M$150)*$Q166*24/1000)","v":0},{"$f":"IF($D166=\"\",0,(_xlfn.XLOOKUP($D166,Daten!$A$152:$A$154,_xlfn.XLOOKUP(AA$6,Daten!$B$151:$M$151,Daten!$B$152:$M$154))\n+IF($G166>_xlfn.XLOOKUP($D166,GI!$C$77:$G$77,GI!$C$80:$G$80),($G166-_xlfn.XLOOKUP($D166,GI!$C$77:$G$77,GI!$C$80:$G$80))/4,0))\n*_xlfn.XLOOKUP(AA$6,Daten!$B$151:$M$151,Daten!$B$150:$M$150)*$Q166*24/1000)","v":0},{"$f":"IF($D166=\"\",0,(_xlfn.XLOOKUP($D166,Daten!$A$152:$A$154,_xlfn.XLOOKUP(AB$6,Daten!$B$151:$M$151,Daten!$B$152:$M$154))\n+IF($G166>_xlfn.XLOOKUP($D166,GI!$C$77:$G$77,GI!$C$80:$G$80),($G166-_xlfn.XLOOKUP($D166,GI!$C$77:$G$77,GI!$C$80:$G$80))/4,0))\n*_xlfn.XLOOKUP(AB$6,Daten!$B$151:$M$151,Daten!$B$150:$M$150)*$Q166*24/1000)","v":0},{"$f":"IF($D166=\"\",0,(_xlfn.XLOOKUP($D166,Daten!$A$152:$A$154,_xlfn.XLOOKUP(AC$6,Daten!$B$151:$M$151,Daten!$B$152:$M$154))\n+IF($G166>_xlfn.XLOOKUP($D166,GI!$C$77:$G$77,GI!$C$80:$G$80),($G166-_xlfn.XLOOKUP($D166,GI!$C$77:$G$77,GI!$C$80:$G$80))/4,0))\n*_xlfn.XLOOKUP(AC$6,Daten!$B$151:$M$151,Daten!$B$150:$M$150)*$Q166*24/1000)","v":0},0]
[]
[null,null,"3.1.1 Fotos, Beschreibungen und Bemerkungen"]
[null,null,"Freitext. "]
[]
[null,null,"3.2 punktuelle Wärmebrücken",null,"Anzahl","Chi-Wert",{"$nulls":7},"Summe erfasst [-]",{"$f":"SUM(E173:E177)","v":0}]
[{"$nulls":4},"[-]","[W/k]"]
[{"$nulls":7},{"$f":"IF(NOT(ISBLANK(C173)),1,\"\")","v":""},{"$nulls":8},{"$f":"IF($P$3,P173,E173*F173*IF(AND(H173>0,H173<1),H173,1))","v":0},{"$f":"IF($D173=\"\",0,(_xlfn.XLOOKUP($D173,Daten!$A$152:$A$154,_xlfn.XLOOKUP(R$6,Daten!$B$151:$M$151,Daten!$B$152:$M$154))\n+IF($G173>_xlfn.XLOOKUP($D173,GI!$C$77:$G$77,GI!$C$80:$G$80),($G173-_xlfn.XLOOKUP($D173,GI!$C$77:$G$77,GI!$C$80:$G$80))/4,0))\n*_xlfn.XLOOKUP(R$6,Daten!$B$151:$M$151,Daten!$B$150:$M$150)*$Q173*24/1000)","v":0},{"$f":"IF($D173=\"\",0,(_xlfn.XLOOKUP($D173,Daten!$A$152:$A$154,_xlfn.XLOOKUP(S$6,Daten!$B$151:$M$151,Daten!$B$152:$M$154))\n+IF($G173>_xlfn.XLOOKUP($D173,GI!$C$77:$G$77,GI!$C$80:$G$80),($G173-_xlfn.XLOOKUP($D173,GI!$C$77:$G$77,GI!$C$80:$G$80))/4,0))\n*_xlfn.XLOOKUP(S$6,Daten!$B$151:$M$151,Daten!$B$150:$M$150)*$Q173*24/1000)","v":0},{"$f":"IF($D173=\"\",0,(_xlfn.XLOOKUP($D173,Daten!$A$152:$A$154,_xlfn.XLOOKUP(T$6,Daten!$B$151:$M$151,Daten!$B$152:$M$154))\n+IF($G173>_xlfn.XLOOKUP($D173,GI!$C$77:$G$77,GI!$C$80:$G$80),($G173-_xlfn.XLOOKUP($D173,GI!$C$77:$G$77,GI!$C$80:$G$80))/4,0))\n*_xlfn.XLOOKUP(T$6,Daten!$B$151:$M$151,Daten!$B$150:$M$150)*$Q173*24/1000)","v":0},{"$f":"IF($D173=\"\",0,(_xlfn.XLOOKUP($D173,Daten!$A$152:$A$154,_xlfn.XLOOKUP(U$6,Daten!$B$151:$M$151,Daten!$B$152:$M$154))\n+IF($G173>_xlfn.XLOOKUP($D173,GI!$C$77:$G$77,GI!$C$80:$G$80),($G173-_xlfn.XLOOKUP($D173,GI!$C$77:$G$77,GI!$C$80:$G$80))/4,0))\n*_xlfn.XLOOKUP(U$6,Daten!$B$151:$M$151,Daten!$B$150:$M$150)*$Q173*24/1000)","v":0},{"$f":"IF($D173=\"\",0,(_xlfn.XLOOKUP($D173,Daten!$A$152:$A$154,_xlfn.XLOOKUP(V$6,Daten!$B$151:$M$151,Daten!$B$152:$M$154))\n+IF($G173>_xlfn.XLOOKUP($D173,GI!$C$77:$G$77,GI!$C$80:$G$80),($G173-_xlfn.XLOOKUP($D173,GI!$C$77:$G$77,GI!$C$80:$G$80))/4,0))\n*_xlfn.XLOOKUP(V$6,Daten!$B$151:$M$151,Daten!$B$150:$M$150)*$Q173*24/1000)","v":0},{"$f":"IF($D173=\"\",0,(_xlfn.XLOOKUP($D173,Daten!$A$152:$A$154,_xlfn.XLOOKUP(W$6,Daten!$B$151:$M$151,Daten!$B$152:$M$154))\n+IF($G173>_xlfn.XLOOKUP($D173,GI!$C$77:$G$77,GI!$C$80:$G$80),($G173-_xlfn.XLOOKUP($D173,GI!$C$77:$G$77,GI!$C$80:$G$80))/4,0))\n*_xlfn.XLOOKUP(W$6,Daten!$B$151:$M$151,Daten!$B$150:$M$150)*$Q173*24/1000)","v":0},{"$f":"IF($D173=\"\",0,(_xlfn.XLOOKUP($D173,Daten!$A$152:$A$154,_xlfn.XLOOKUP(X$6,Daten!$B$151:$M$151,Daten!$B$152:$M$154))\n+IF($G173>_xlfn.XLOOKUP($D173,GI!$C$77:$G$77,GI!$C$80:$G$80),($G173-_xlfn.XLOOKUP($D173,GI!$C$77:$G$77,GI!$C$80:$G$80))/4,0))\n*_xlfn.XLOOKUP(X$6,Daten!$B$151:$M$151,Daten!$B$150:$M$150)*$Q173*24/1000)","v":0},{"$f":"IF($D173=\"\",0,(_xlfn.XLOOKUP($D173,Daten!$A$152:$A$154,_xlfn.XLOOKUP(Y$6,Daten!$B$151:$M$151,Daten!$B$152:$M$154))\n+IF($G173>_xlfn.XLOOKUP($D173,GI!$C$77:$G$77,GI!$C$80:$G$80),($G173-_xlfn.XLOOKUP($D173,GI!$C$77:$G$77,GI!$C$80:$G$80))/4,0))\n*_xlfn.XLOOKUP(Y$6,Daten!$B$151:$M$151,Daten!$B$150:$M$150)*$Q173*24/1000)","v":0},{"$f":"IF($D173=\"\",0,(_xlfn.XLOOKUP($D173,Daten!$A$152:$A$154,_xlfn.XLOOKUP(Z$6,Daten!$B$151:$M$151,Daten!$B$152:$M$154))\n+IF($G173>_xlfn.XLOOKUP($D173,GI!$C$77:$G$77,GI!$C$80:$G$80),($G173-_xlfn.XLOOKUP($D173,GI!$C$77:$G$77,GI!$C$80:$G$80))/4,0))\n*_xlfn.XLOOKUP(Z$6,Daten!$B$151:$M$151,Daten!$B$150:$M$150)*$Q173*24/1000)","v":0},{"$f":"IF($D173=\"\",0,(_xlfn.XLOOKUP($D173,Daten!$A$152:$A$154,_xlfn.XLOOKUP(AA$6,Daten!$B$151:$M$151,Daten!$B$152:$M$154))\n+IF($G173>_xlfn.XLOOKUP($D173,GI!$C$77:$G$77,GI!$C$80:$G$80),($G173-_xlfn.XLOOKUP($D173,GI!$C$77:$G$77,GI!$C$80:$G$80))/4,0))\n*_xlfn.XLOOKUP(AA$6,Daten!$B$151:$M$151,Daten!$B$150:$M$150)*$Q173*24/1000)","v":0},{"$f":"IF($D173=\"\",0,(_xlfn.XLOOKUP($D173,Daten!$A$152:$A$154,_xlfn.XLOOKUP(AB$6,Daten!$B$151:$M$151,Daten!$B$152:$M$154))\n+IF($G173>_xlfn.XLOOKUP($D173,GI!$C$77:$G$77,GI!$C$80:$G$80),($G173-_xlfn.XLOOKUP($D173,GI!$C$77:$G$77,GI!$C$80:$G$80))/4,0))\n*_xlfn.XLOOKUP(AB$6,Daten!$B$151:$M$151,Daten!$B$150:$M$150)*$Q173*24/1000)","v":0},{"$f":"IF($D173=\"\",0,(_xlfn.XLOOKUP($D173,Daten!$A$152:$A$154,_xlfn.XLOOKUP(AC$6,Daten!$B$151:$M$151,Daten!$B$152:$M$154))\n+IF($G173>_xlfn.XLOOKUP($D173,GI!$C$77:$G$77,GI!$C$80:$G$80),($G173-_xlfn.XLOOKUP($D173,GI!$C$77:$G$77,GI!$C$80:$G$80))/4,0))\n*_xlfn.XLOOKUP(AC$6,Daten!$B$151:$M$151,Daten!$B$150:$M$150)*$Q173*24/1000)","v":0},0]
[{"$nulls":7},{"$f":"IF(NOT(ISBLANK(C174)),1,\"\")","v":""},{"$nulls":8},{"$f":"IF($P$3,P174,E174*F174*IF(AND(H174>0,H174<1),H174,1))","v":0},{"$f":"IF($D174=\"\",0,(_xlfn.XLOOKUP($D174,Daten!$A$152:$A$154,_xlfn.XLOOKUP(R$6,Daten!$B$151:$M$151,Daten!$B$152:$M$154))\n+IF($G174>_xlfn.XLOOKUP($D174,GI!$C$77:$G$77,GI!$C$80:$G$80),($G174-_xlfn.XLOOKUP($D174,GI!$C$77:$G$77,GI!$C$80:$G$80))/4,0))\n*_xlfn.XLOOKUP(R$6,Daten!$B$151:$M$151,Daten!$B$150:$M$150)*$Q174*24/1000)","v":0},{"$f":"IF($D174=\"\",0,(_xlfn.XLOOKUP($D174,Daten!$A$152:$A$154,_xlfn.XLOOKUP(S$6,Daten!$B$151:$M$151,Daten!$B$152:$M$154))\n+IF($G174>_xlfn.XLOOKUP($D174,GI!$C$77:$G$77,GI!$C$80:$G$80),($G174-_xlfn.XLOOKUP($D174,GI!$C$77:$G$77,GI!$C$80:$G$80))/4,0))\n*_xlfn.XLOOKUP(S$6,Daten!$B$151:$M$151,Daten!$B$150:$M$150)*$Q174*24/1000)","v":0},{"$f":"IF($D174=\"\",0,(_xlfn.XLOOKUP($D174,Daten!$A$152:$A$154,_xlfn.XLOOKUP(T$6,Daten!$B$151:$M$151,Daten!$B$152:$M$154))\n+IF($G174>_xlfn.XLOOKUP($D174,GI!$C$77:$G$77,GI!$C$80:$G$80),($G174-_xlfn.XLOOKUP($D174,GI!$C$77:$G$77,GI!$C$80:$G$80))/4,0))\n*_xlfn.XLOOKUP(T$6,Daten!$B$151:$M$151,Daten!$B$150:$M$150)*$Q174*24/1000)","v":0},{"$f":"IF($D174=\"\",0,(_xlfn.XLOOKUP($D174,Daten!$A$152:$A$154,_xlfn.XLOOKUP(U$6,Daten!$B$151:$M$151,Daten!$B$152:$M$154))\n+IF($G174>_xlfn.XLOOKUP($D174,GI!$C$77:$G$77,GI!$C$80:$G$80),($G174-_xlfn.XLOOKUP($D174,GI!$C$77:$G$77,GI!$C$80:$G$80))/4,0))\n*_xlfn.XLOOKUP(U$6,Daten!$B$151:$M$151,Daten!$B$150:$M$150)*$Q174*24/1000)","v":0},{"$f":"IF($D174=\"\",0,(_xlfn.XLOOKUP($D174,Daten!$A$152:$A$154,_xlfn.XLOOKUP(V$6,Daten!$B$151:$M$151,Daten!$B$152:$M$154))\n+IF($G174>_xlfn.XLOOKUP($D174,GI!$C$77:$G$77,GI!$C$80:$G$80),($G174-_xlfn.XLOOKUP($D174,GI!$C$77:$G$77,GI!$C$80:$G$80))/4,0))\n*_xlfn.XLOOKUP(V$6,Daten!$B$151:$M$151,Daten!$B$150:$M$150)*$Q174*24/1000)","v":0},{"$f":"IF($D174=\"\",0,(_xlfn.XLOOKUP($D174,Daten!$A$152:$A$154,_xlfn.XLOOKUP(W$6,Daten!$B$151:$M$151,Daten!$B$152:$M$154))\n+IF($G174>_xlfn.XLOOKUP($D174,GI!$C$77:$G$77,GI!$C$80:$G$80),($G174-_xlfn.XLOOKUP($D174,GI!$C$77:$G$77,GI!$C$80:$G$80))/4,0))\n*_xlfn.XLOOKUP(W$6,Daten!$B$151:$M$151,Daten!$B$150:$M$150)*$Q174*24/1000)","v":0},{"$f":"IF($D174=\"\",0,(_xlfn.XLOOKUP($D174,Daten!$A$152:$A$154,_xlfn.XLOOKUP(X$6,Daten!$B$151:$M$151,Daten!$B$152:$M$154))\n+IF($G174>_xlfn.XLOOKUP($D174,GI!$C$77:$G$77,GI!$C$80:$G$80),($G174-_xlfn.XLOOKUP($D174,GI!$C$77:$G$77,GI!$C$80:$G$80))/4,0))\n*_xlfn.XLOOKUP(X$6,Daten!$B$151:$M$151,Daten!$B$150:$M$150)*$Q174*24/1000)","v":0},{"$f":"IF($D174=\"\",0,(_xlfn.XLOOKUP($D174,Daten!$A$152:$A$154,_xlfn.XLOOKUP(Y$6,Daten!$B$151:$M$151,Daten!$B$152:$M$154))\n+IF($G174>_xlfn.XLOOKUP($D174,GI!$C$77:$G$77,GI!$C$80:$G$80),($G174-_xlfn.XLOOKUP($D174,GI!$C$77:$G$77,GI!$C$80:$G$80))/4,0))\n*_xlfn.XLOOKUP(Y$6,Daten!$B$151:$M$151,Daten!$B$150:$M$150)*$Q174*24/1000)","v":0},{"$f":"IF($D174=\"\",0,(_xlfn.XLOOKUP($D174,Daten!$A$152:$A$154,_xlfn.XLOOKUP(Z$6,Daten!$B$151:$M$151,Daten!$B$152:$M$154))\n+IF($G174>_xlfn.XLOOKUP($D174,GI!$C$77:$G$77,GI!$C$80:$G$80),($G174-_xlfn.XLOOKUP($D174,GI!$C$77:$G$77,GI!$C$80:$G$80))/4,0))\n*_xlfn.XLOOKUP(Z$6,Daten!$B$151:$M$151,Daten!$B$150:$M$150)*$Q174*24/1000)","v":0},{"$f":"IF($D174=\"\",0,(_xlfn.XLOOKUP($D174,Daten!$A$152:$A$154,_xlfn.XLOOKUP(AA$6,Daten!$B$151:$M$151,Daten!$B$152:$M$154))\n+IF($G174>_xlfn.XLOOKUP($D174,GI!$C$77:$G$77,GI!$C$80:$G$80),($G174-_xlfn.XLOOKUP($D174,GI!$C$77:$G$77,GI!$C$80:$G$80))/4,0))\n*_xlfn.XLOOKUP(AA$6,Daten!$B$151:$M$151,Daten!$B$150:$M$150)*$Q174*24/1000)","v":0},{"$f":"IF($D174=\"\",0,(_xlfn.XLOOKUP($D174,Daten!$A$152:$A$154,_xlfn.XLOOKUP(AB$6,Daten!$B$151:$M$151,Daten!$B$152:$M$154))\n+IF($G174>_xlfn.XLOOKUP($D174,GI!$C$77:$G$77,GI!$C$80:$G$80),($G174-_xlfn.XLOOKUP($D174,GI!$C$77:$G$77,GI!$C$80:$G$80))/4,0))\n*_xlfn.XLOOKUP(AB$6,Daten!$B$151:$M$151,Daten!$B$150:$M$150)*$Q174*24/1000)","v":0},{"$f":"IF($D174=\"\",0,(_xlfn.XLOOKUP($D174,Daten!$A$152:$A$154,_xlfn.XLOOKUP(AC$6,Daten!$B$151:$M$151,Daten!$B$152:$M$154))\n+IF($G174>_xlfn.XLOOKUP($D174,GI!$C$77:$G$77,GI!$C$80:$G$80),($G174-_xlfn.XLOOKUP($D174,GI!$C$77:$G$77,GI!$C$80:$G$80))/4,0))\n*_xlfn.XLOOKUP(AC$6,Daten!$B$151:$M$151,Daten!$B$150:$M$150)*$Q174*24/1000)","v":0},0]
[{"$nulls":7},"",{"$nulls":8},{"$f":"IF($P$3,P175,E175*F175*IF(AND(H175>0,H175<1),H175,1))","v":0},{"$f":"IF($D175=\"\",0,(_xlfn.XLOOKUP($D175,Daten!$A$152:$A$154,_xlfn.XLOOKUP(R$6,Daten!$B$151:$M$151,Daten!$B$152:$M$154))\n+IF($G175>_xlfn.XLOOKUP($D175,GI!$C$77:$G$77,GI!$C$80:$G$80),($G175-_xlfn.XLOOKUP($D175,GI!$C$77:$G$77,GI!$C$80:$G$80))/4,0))\n*_xlfn.XLOOKUP(R$6,Daten!$B$151:$M$151,Daten!$B$150:$M$150)*$Q175*24/1000)","v":0},{"$f":"IF($D175=\"\",0,(_xlfn.XLOOKUP($D175,Daten!$A$152:$A$154,_xlfn.XLOOKUP(S$6,Daten!$B$151:$M$151,Daten!$B$152:$M$154))\n+IF($G175>_xlfn.XLOOKUP($D175,GI!$C$77:$G$77,GI!$C$80:$G$80),($G175-_xlfn.XLOOKUP($D175,GI!$C$77:$G$77,GI!$C$80:$G$80))/4,0))\n*_xlfn.XLOOKUP(S$6,Daten!$B$151:$M$151,Daten!$B$150:$M$150)*$Q175*24/1000)","v":0},{"$f":"IF($D175=\"\",0,(_xlfn.XLOOKUP($D175,Daten!$A$152:$A$154,_xlfn.XLOOKUP(T$6,Daten!$B$151:$M$151,Daten!$B$152:$M$154))\n+IF($G175>_xlfn.XLOOKUP($D175,GI!$C$77:$G$77,GI!$C$80:$G$80),($G175-_xlfn.XLOOKUP($D175,GI!$C$77:$G$77,GI!$C$80:$G$80))/4,0))\n*_xlfn.XLOOKUP(T$6,Daten!$B$151:$M$151,Daten!$B$150:$M$150)*$Q175*24/1000)","v":0},{"$f":"IF($D175=\"\",0,(_xlfn.XLOOKUP($D175,Daten!$A$152:$A$154,_xlfn.XLOOKUP(U$6,Daten!$B$151:$M$151,Daten!$B$152:$M$154))\n+IF($G175>_xlfn.XLOOKUP($D175,GI!$C$77:$G$77,GI!$C$80:$G$80),($G175-_xlfn.XLOOKUP($D175,GI!$C$77:$G$77,GI!$C$80:$G$80))/4,0))\n*_xlfn.XLOOKUP(U$6,Daten!$B$151:$M$151,Daten!$B$150:$M$150)*$Q175*24/1000)","v":0},{"$f":"IF($D175=\"\",0,(_xlfn.XLOOKUP($D175,Daten!$A$152:$A$154,_xlfn.XLOOKUP(V$6,Daten!$B$151:$M$151,Daten!$B$152:$M$154))\n+IF($G175>_xlfn.XLOOKUP($D175,GI!$C$77:$G$77,GI!$C$80:$G$80),($G175-_xlfn.XLOOKUP($D175,GI!$C$77:$G$77,GI!$C$80:$G$80))/4,0))\n*_xlfn.XLOOKUP(V$6,Daten!$B$151:$M$151,Daten!$B$150:$M$150)*$Q175*24/1000)","v":0},{"$f":"IF($D175=\"\",0,(_xlfn.XLOOKUP($D175,Daten!$A$152:$A$154,_xlfn.XLOOKUP(W$6,Daten!$B$151:$M$151,Daten!$B$152:$M$154))\n+IF($G175>_xlfn.XLOOKUP($D175,GI!$C$77:$G$77,GI!$C$80:$G$80),($G175-_xlfn.XLOOKUP($D175,GI!$C$77:$G$77,GI!$C$80:$G$80))/4,0))\n*_xlfn.XLOOKUP(W$6,Daten!$B$151:$M$151,Daten!$B$150:$M$150)*$Q175*24/1000)","v":0},{"$f":"IF($D175=\"\",0,(_xlfn.XLOOKUP($D175,Daten!$A$152:$A$154,_xlfn.XLOOKUP(X$6,Daten!$B$151:$M$151,Daten!$B$152:$M$154))\n+IF($G175>_xlfn.XLOOKUP($D175,GI!$C$77:$G$77,GI!$C$80:$G$80),($G175-_xlfn.XLOOKUP($D175,GI!$C$77:$G$77,GI!$C$80:$G$80))/4,0))\n*_xlfn.XLOOKUP(X$6,Daten!$B$151:$M$151,Daten!$B$150:$M$150)*$Q175*24/1000)","v":0},{"$f":"IF($D175=\"\",0,(_xlfn.XLOOKUP($D175,Daten!$A$152:$A$154,_xlfn.XLOOKUP(Y$6,Daten!$B$151:$M$151,Daten!$B$152:$M$154))\n+IF($G175>_xlfn.XLOOKUP($D175,GI!$C$77:$G$77,GI!$C$80:$G$80),($G175-_xlfn.XLOOKUP($D175,GI!$C$77:$G$77,GI!$C$80:$G$80))/4,0))\n*_xlfn.XLOOKUP(Y$6,Daten!$B$151:$M$151,Daten!$B$150:$M$150)*$Q175*24/1000)","v":0},{"$f":"IF($D175=\"\",0,(_xlfn.XLOOKUP($D175,Daten!$A$152:$A$154,_xlfn.XLOOKUP(Z$6,Daten!$B$151:$M$151,Daten!$B$152:$M$154))\n+IF($G175>_xlfn.XLOOKUP($D175,GI!$C$77:$G$77,GI!$C$80:$G$80),($G175-_xlfn.XLOOKUP($D175,GI!$C$77:$G$77,GI!$C$80:$G$80))/4,0))\n*_xlfn.XLOOKUP(Z$6,Daten!$B$151:$M$151,Daten!$B$150:$M$150)*$Q175*24/1000)","v":0},{"$f":"IF($D175=\"\",0,(_xlfn.XLOOKUP($D175,Daten!$A$152:$A$154,_xlfn.XLOOKUP(AA$6,Daten!$B$151:$M$151,Daten!$B$152:$M$154))\n+IF($G175>_xlfn.XLOOKUP($D175,GI!$C$77:$G$77,GI!$C$80:$G$80),($G175-_xlfn.XLOOKUP($D175,GI!$C$77:$G$77,GI!$C$80:$G$80))/4,0))\n*_xlfn.XLOOKUP(AA$6,Daten!$B$151:$M$151,Daten!$B$150:$M$150)*$Q175*24/1000)","v":0},{"$f":"IF($D175=\"\",0,(_xlfn.XLOOKUP($D175,Daten!$A$152:$A$154,_xlfn.XLOOKUP(AB$6,Daten!$B$151:$M$151,Daten!$B$152:$M$154))\n+IF($G175>_xlfn.XLOOKUP($D175,GI!$C$77:$G$77,GI!$C$80:$G$80),($G175-_xlfn.XLOOKUP($D175,GI!$C$77:$G$77,GI!$C$80:$G$80))/4,0))\n*_xlfn.XLOOKUP(AB$6,Daten!$B$151:$M$151,Daten!$B$150:$M$150)*$Q175*24/1000)","v":0},{"$f":"IF($D175=\"\",0,(_xlfn.XLOOKUP($D175,Daten!$A$152:$A$154,_xlfn.XLOOKUP(AC$6,Daten!$B$151:$M$151,Daten!$B$152:$M$154))\n+IF($G175>_xlfn.XLOOKUP($D175,GI!$C$77:$G$77,GI!$C$80:$G$80),($G175-_xlfn.XLOOKUP($D175,GI!$C$77:$G$77,GI!$C$80:$G$80))/4,0))\n*_xlfn.XLOOKUP(AC$6,Daten!$B$151:$M$151,Daten!$B$150:$M$150)*$Q175*24/1000)","v":0},0]
[{"$nulls":7},"",{"$nulls":8},{"$f":"IF($P$3,P176,E176*F176*IF(AND(H176>0,H176<1),H176,1))","v":0},{"$f":"IF($D176=\"\",0,(_xlfn.XLOOKUP($D176,Daten!$A$152:$A$154,_xlfn.XLOOKUP(R$6,Daten!$B$151:$M$151,Daten!$B$152:$M$154))\n+IF($G176>_xlfn.XLOOKUP($D176,GI!$C$77:$G$77,GI!$C$80:$G$80),($G176-_xlfn.XLOOKUP($D176,GI!$C$77:$G$77,GI!$C$80:$G$80))/4,0))\n*_xlfn.XLOOKUP(R$6,Daten!$B$151:$M$151,Daten!$B$150:$M$150)*$Q176*24/1000)","v":0},{"$f":"IF($D176=\"\",0,(_xlfn.XLOOKUP($D176,Daten!$A$152:$A$154,_xlfn.XLOOKUP(S$6,Daten!$B$151:$M$151,Daten!$B$152:$M$154))\n+IF($G176>_xlfn.XLOOKUP($D176,GI!$C$77:$G$77,GI!$C$80:$G$80),($G176-_xlfn.XLOOKUP($D176,GI!$C$77:$G$77,GI!$C$80:$G$80))/4,0))\n*_xlfn.XLOOKUP(S$6,Daten!$B$151:$M$151,Daten!$B$150:$M$150)*$Q176*24/1000)","v":0},{"$f":"IF($D176=\"\",0,(_xlfn.XLOOKUP($D176,Daten!$A$152:$A$154,_xlfn.XLOOKUP(T$6,Daten!$B$151:$M$151,Daten!$B$152:$M$154))\n+IF($G176>_xlfn.XLOOKUP($D176,GI!$C$77:$G$77,GI!$C$80:$G$80),($G176-_xlfn.XLOOKUP($D176,GI!$C$77:$G$77,GI!$C$80:$G$80))/4,0))\n*_xlfn.XLOOKUP(T$6,Daten!$B$151:$M$151,Daten!$B$150:$M$150)*$Q176*24/1000)","v":0},{"$f":"IF($D176=\"\",0,(_xlfn.XLOOKUP($D176,Daten!$A$152:$A$154,_xlfn.XLOOKUP(U$6,Daten!$B$151:$M$151,Daten!$B$152:$M$154))\n+IF($G176>_xlfn.XLOOKUP($D176,GI!$C$77:$G$77,GI!$C$80:$G$80),($G176-_xlfn.XLOOKUP($D176,GI!$C$77:$G$77,GI!$C$80:$G$80))/4,0))\n*_xlfn.XLOOKUP(U$6,Daten!$B$151:$M$151,Daten!$B$150:$M$150)*$Q176*24/1000)","v":0},{"$f":"IF($D176=\"\",0,(_xlfn.XLOOKUP($D176,Daten!$A$152:$A$154,_xlfn.XLOOKUP(V$6,Daten!$B$151:$M$151,Daten!$B$152:$M$154))\n+IF($G176>_xlfn.XLOOKUP($D176,GI!$C$77:$G$77,GI!$C$80:$G$80),($G176-_xlfn.XLOOKUP($D176,GI!$C$77:$G$77,GI!$C$80:$G$80))/4,0))\n*_xlfn.XLOOKUP(V$6,Daten!$B$151:$M$151,Daten!$B$150:$M$150)*$Q176*24/1000)","v":0},{"$f":"IF($D176=\"\",0,(_xlfn.XLOOKUP($D176,Daten!$A$152:$A$154,_xlfn.XLOOKUP(W$6,Daten!$B$151:$M$151,Daten!$B$152:$M$154))\n+IF($G176>_xlfn.XLOOKUP($D176,GI!$C$77:$G$77,GI!$C$80:$G$80),($G176-_xlfn.XLOOKUP($D176,GI!$C$77:$G$77,GI!$C$80:$G$80))/4,0))\n*_xlfn.XLOOKUP(W$6,Daten!$B$151:$M$151,Daten!$B$150:$M$150)*$Q176*24/1000)","v":0},{"$f":"IF($D176=\"\",0,(_xlfn.XLOOKUP($D176,Daten!$A$152:$A$154,_xlfn.XLOOKUP(X$6,Daten!$B$151:$M$151,Daten!$B$152:$M$154))\n+IF($G176>_xlfn.XLOOKUP($D176,GI!$C$77:$G$77,GI!$C$80:$G$80),($G176-_xlfn.XLOOKUP($D176,GI!$C$77:$G$77,GI!$C$80:$G$80))/4,0))\n*_xlfn.XLOOKUP(X$6,Daten!$B$151:$M$151,Daten!$B$150:$M$150)*$Q176*24/1000)","v":0},{"$f":"IF($D176=\"\",0,(_xlfn.XLOOKUP($D176,Daten!$A$152:$A$154,_xlfn.XLOOKUP(Y$6,Daten!$B$151:$M$151,Daten!$B$152:$M$154))\n+IF($G176>_xlfn.XLOOKUP($D176,GI!$C$77:$G$77,GI!$C$80:$G$80),($G176-_xlfn.XLOOKUP($D176,GI!$C$77:$G$77,GI!$C$80:$G$80))/4,0))\n*_xlfn.XLOOKUP(Y$6,Daten!$B$151:$M$151,Daten!$B$150:$M$150)*$Q176*24/1000)","v":0},{"$f":"IF($D176=\"\",0,(_xlfn.XLOOKUP($D176,Daten!$A$152:$A$154,_xlfn.XLOOKUP(Z$6,Daten!$B$151:$M$151,Daten!$B$152:$M$154))\n+IF($G176>_xlfn.XLOOKUP($D176,GI!$C$77:$G$77,GI!$C$80:$G$80),($G176-_xlfn.XLOOKUP($D176,GI!$C$77:$G$77,GI!$C$80:$G$80))/4,0))\n*_xlfn.XLOOKUP(Z$6,Daten!$B$151:$M$151,Daten!$B$150:$M$150)*$Q176*24/1000)","v":0},{"$f":"IF($D176=\"\",0,(_xlfn.XLOOKUP($D176,Daten!$A$152:$A$154,_xlfn.XLOOKUP(AA$6,Daten!$B$151:$M$151,Daten!$B$152:$M$154))\n+IF($G176>_xlfn.XLOOKUP($D176,GI!$C$77:$G$77,GI!$C$80:$G$80),($G176-_xlfn.XLOOKUP($D176,GI!$C$77:$G$77,GI!$C$80:$G$80))/4,0))\n*_xlfn.XLOOKUP(AA$6,Daten!$B$151:$M$151,Daten!$B$150:$M$150)*$Q176*24/1000)","v":0},{"$f":"IF($D176=\"\",0,(_xlfn.XLOOKUP($D176,Daten!$A$152:$A$154,_xlfn.XLOOKUP(AB$6,Daten!$B$151:$M$151,Daten!$B$152:$M$154))\n+IF($G176>_xlfn.XLOOKUP($D176,GI!$C$77:$G$77,GI!$C$80:$G$80),($G176-_xlfn.XLOOKUP($D176,GI!$C$77:$G$77,GI!$C$80:$G$80))/4,0))\n*_xlfn.XLOOKUP(AB$6,Daten!$B$151:$M$151,Daten!$B$150:$M$150)*$Q176*24/1000)","v":0},{"$f":"IF($D176=\"\",0,(_xlfn.XLOOKUP($D176,Daten!$A$152:$A$154,_xlfn.XLOOKUP(AC$6,Daten!$B$151:$M$151,Daten!$B$152:$M$154))\n+IF($G176>_xlfn.XLOOKUP($D176,GI!$C$77:$G$77,GI!$C$80:$G$80),($G176-_xlfn.XLOOKUP($D176,GI!$C$77:$G$77,GI!$C$80:$G$80))/4,0))\n*_xlfn.XLOOKUP(AC$6,Daten!$B$151:$M$151,Daten!$B$150:$M$150)*$Q176*24/1000)","v":0},0]
[{"$nulls":7},{"$f":"IF(NOT(ISBLANK(C177)),1,\"\")","v":""},{"$nulls":8},{"$f":"IF($P$3,P177,E177*F177*IF(AND(H177>0,H177<1),H177,1))","v":0},{"$f":"IF($D177=\"\",0,(_xlfn.XLOOKUP($D177,Daten!$A$152:$A$154,_xlfn.XLOOKUP(R$6,Daten!$B$151:$M$151,Daten!$B$152:$M$154))\n+IF($G177>_xlfn.XLOOKUP($D177,GI!$C$77:$G$77,GI!$C$80:$G$80),($G177-_xlfn.XLOOKUP($D177,GI!$C$77:$G$77,GI!$C$80:$G$80))/4,0))\n*_xlfn.XLOOKUP(R$6,Daten!$B$151:$M$151,Daten!$B$150:$M$150)*$Q177*24/1000)","v":0},{"$f":"IF($D177=\"\",0,(_xlfn.XLOOKUP($D177,Daten!$A$152:$A$154,_xlfn.XLOOKUP(S$6,Daten!$B$151:$M$151,Daten!$B$152:$M$154))\n+IF($G177>_xlfn.XLOOKUP($D177,GI!$C$77:$G$77,GI!$C$80:$G$80),($G177-_xlfn.XLOOKUP($D177,GI!$C$77:$G$77,GI!$C$80:$G$80))/4,0))\n*_xlfn.XLOOKUP(S$6,Daten!$B$151:$M$151,Daten!$B$150:$M$150)*$Q177*24/1000)","v":0},{"$f":"IF($D177=\"\",0,(_xlfn.XLOOKUP($D177,Daten!$A$152:$A$154,_xlfn.XLOOKUP(T$6,Daten!$B$151:$M$151,Daten!$B$152:$M$154))\n+IF($G177>_xlfn.XLOOKUP($D177,GI!$C$77:$G$77,GI!$C$80:$G$80),($G177-_xlfn.XLOOKUP($D177,GI!$C$77:$G$77,GI!$C$80:$G$80))/4,0))\n*_xlfn.XLOOKUP(T$6,Daten!$B$151:$M$151,Daten!$B$150:$M$150)*$Q177*24/1000)","v":0},{"$f":"IF($D177=\"\",0,(_xlfn.XLOOKUP($D177,Daten!$A$152:$A$154,_xlfn.XLOOKUP(U$6,Daten!$B$151:$M$151,Daten!$B$152:$M$154))\n+IF($G177>_xlfn.XLOOKUP($D177,GI!$C$77:$G$77,GI!$C$80:$G$80),($G177-_xlfn.XLOOKUP($D177,GI!$C$77:$G$77,GI!$C$80:$G$80))/4,0))\n*_xlfn.XLOOKUP(U$6,Daten!$B$151:$M$151,Daten!$B$150:$M$150)*$Q177*24/1000)","v":0},{"$f":"IF($D177=\"\",0,(_xlfn.XLOOKUP($D177,Daten!$A$152:$A$154,_xlfn.XLOOKUP(V$6,Daten!$B$151:$M$151,Daten!$B$152:$M$154))\n+IF($G177>_xlfn.XLOOKUP($D177,GI!$C$77:$G$77,GI!$C$80:$G$80),($G177-_xlfn.XLOOKUP($D177,GI!$C$77:$G$77,GI!$C$80:$G$80))/4,0))\n*_xlfn.XLOOKUP(V$6,Daten!$B$151:$M$151,Daten!$B$150:$M$150)*$Q177*24/1000)","v":0},{"$f":"IF($D177=\"\",0,(_xlfn.XLOOKUP($D177,Daten!$A$152:$A$154,_xlfn.XLOOKUP(W$6,Daten!$B$151:$M$151,Daten!$B$152:$M$154))\n+IF($G177>_xlfn.XLOOKUP($D177,GI!$C$77:$G$77,GI!$C$80:$G$80),($G177-_xlfn.XLOOKUP($D177,GI!$C$77:$G$77,GI!$C$80:$G$80))/4,0))\n*_xlfn.XLOOKUP(W$6,Daten!$B$151:$M$151,Daten!$B$150:$M$150)*$Q177*24/1000)","v":0},{"$f":"IF($D177=\"\",0,(_xlfn.XLOOKUP($D177,Daten!$A$152:$A$154,_xlfn.XLOOKUP(X$6,Daten!$B$151:$M$151,Daten!$B$152:$M$154))\n+IF($G177>_xlfn.XLOOKUP($D177,GI!$C$77:$G$77,GI!$C$80:$G$80),($G177-_xlfn.XLOOKUP($D177,GI!$C$77:$G$77,GI!$C$80:$G$80))/4,0))\n*_xlfn.XLOOKUP(X$6,Daten!$B$151:$M$151,Daten!$B$150:$M$150)*$Q177*24/1000)","v":0},{"$f":"IF($D177=\"\",0,(_xlfn.XLOOKUP($D177,Daten!$A$152:$A$154,_xlfn.XLOOKUP(Y$6,Daten!$B$151:$M$151,Daten!$B$152:$M$154))\n+IF($G177>_xlfn.XLOOKUP($D177,GI!$C$77:$G$77,GI!$C$80:$G$80),($G177-_xlfn.XLOOKUP($D177,GI!$C$77:$G$77,GI!$C$80:$G$80))/4,0))\n*_xlfn.XLOOKUP(Y$6,Daten!$B$151:$M$151,Daten!$B$150:$M$150)*$Q177*24/1000)","v":0},{"$f":"IF($D177=\"\",0,(_xlfn.XLOOKUP($D177,Daten!$A$152:$A$154,_xlfn.XLOOKUP(Z$6,Daten!$B$151:$M$151,Daten!$B$152:$M$154))\n+IF($G177>_xlfn.XLOOKUP($D177,GI!$C$77:$G$77,GI!$C$80:$G$80),($G177-_xlfn.XLOOKUP($D177,GI!$C$77:$G$77,GI!$C$80:$G$80))/4,0))\n*_xlfn.XLOOKUP(Z$6,Daten!$B$151:$M$151,Daten!$B$150:$M$150)*$Q177*24/1000)","v":0},{"$f":"IF($D177=\"\",0,(_xlfn.XLOOKUP($D177,Daten!$A$152:$A$154,_xlfn.XLOOKUP(AA$6,Daten!$B$151:$M$151,Daten!$B$152:$M$154))\n+IF($G177>_xlfn.XLOOKUP($D177,GI!$C$77:$G$77,GI!$C$80:$G$80),($G177-_xlfn.XLOOKUP($D177,GI!$C$77:$G$77,GI!$C$80:$G$80))/4,0))\n*_xlfn.XLOOKUP(AA$6,Daten!$B$151:$M$151,Daten!$B$150:$M$150)*$Q177*24/1000)","v":0},{"$f":"IF($D177=\"\",0,(_xlfn.XLOOKUP($D177,Daten!$A$152:$A$154,_xlfn.XLOOKUP(AB$6,Daten!$B$151:$M$151,Daten!$B$152:$M$154))\n+IF($G177>_xlfn.XLOOKUP($D177,GI!$C$77:$G$77,GI!$C$80:$G$80),($G177-_xlfn.XLOOKUP($D177,GI!$C$77:$G$77,GI!$C$80:$G$80))/4,0))\n*_xlfn.XLOOKUP(AB$6,Daten!$B$151:$M$151,Daten!$B$150:$M$150)*$Q177*24/1000)","v":0},{"$f":"IF($D177=\"\",0,(_xlfn.XLOOKUP($D177,Daten!$A$152:$A$154,_xlfn.XLOOKUP(AC$6,Daten!$B$151:$M$151,Daten!$B$152:$M$154))\n+IF($G177>_xlfn.XLOOKUP($D177,GI!$C$77:$G$77,GI!$C$80:$G$80),($G177-_xlfn.XLOOKUP($D177,GI!$C$77:$G$77,GI!$C$80:$G$80))/4,0))\n*_xlfn.XLOOKUP(AC$6,Daten!$B$151:$M$151,Daten!$B$150:$M$150)*$Q177*24/1000)","v":0},0]
[]
[null,null,"3.2.1 Fotos, Beschreibungen und Bemerkungen"]
[null,null,"Freitext. "]
[]
[null,"4 Bauteile gegen beheizte Räume",{"$nulls":6},"Temperatur in benachbartem Raum",{"$nulls":40},"Kommentare:"]
[null,null,"4.1 Estrichböden gg. beheizt",{"$nulls":5},"θin [°C]",{"$nulls":4},"Summe Flächen [m²]",{"$f":"SUM(E184:E187)","v":0},null,"! Andere Formel…","! Andere Formel…","! Andere Formel…","! Andere Formel…","! Andere Formel…","! Andere Formel…","! Andere Formel…","! Andere Formel…","! Andere Formel…","! Andere Formel…","! Andere Formel…","! Andere Formel…","! Andere Formel…"]
[{"$nulls":16},{"$f":"IF($P$3,P184,E184*F184)","v":0},{"$f":"IF($D184=\"\",0,(_xlfn.XLOOKUP(GH!$D184,Daten!$F$25:$F$27,Daten!$H$25:$H$27)-GH!$I184\n+IF($G184>_xlfn.XLOOKUP($D184,GI!$C$77:$G$77,GI!$C$80:$G$80),($G184-_xlfn.XLOOKUP($D184,GI!$C$77:$G$77,GI!$C$80:$G$80))/4,0))\n*_xlfn.XLOOKUP(R$6,Daten!$B$151:$M$151,Daten!$B$150:$M$150)*$Q184*24/1000)","v":0},{"$f":"IF($D184=\"\",0,(_xlfn.XLOOKUP(GH!$D184,Daten!$F$25:$F$27,Daten!$H$25:$H$27)-GH!$I184\n+IF($G184>_xlfn.XLOOKUP($D184,GI!$C$77:$G$77,GI!$C$80:$G$80),($G184-_xlfn.XLOOKUP($D184,GI!$C$77:$G$77,GI!$C$80:$G$80))/4,0))\n*_xlfn.XLOOKUP(S$6,Daten!$B$151:$M$151,Daten!$B$150:$M$150)*$Q184*24/1000)","v":0},{"$f":"IF($D184=\"\",0,(_xlfn.XLOOKUP(GH!$D184,Daten!$F$25:$F$27,Daten!$H$25:$H$27)-GH!$I184\n+IF($G184>_xlfn.XLOOKUP($D184,GI!$C$77:$G$77,GI!$C$80:$G$80),($G184-_xlfn.XLOOKUP($D184,GI!$C$77:$G$77,GI!$C$80:$G$80))/4,0))\n*_xlfn.XLOOKUP(T$6,Daten!$B$151:$M$151,Daten!$B$150:$M$150)*$Q184*24/1000)","v":0},{"$f":"IF($D184=\"\",0,(_xlfn.XLOOKUP(GH!$D184,Daten!$F$25:$F$27,Daten!$H$25:$H$27)-GH!$I184\n+IF($G184>_xlfn.XLOOKUP($D184,GI!$C$77:$G$77,GI!$C$80:$G$80),($G184-_xlfn.XLOOKUP($D184,GI!$C$77:$G$77,GI!$C$80:$G$80))/4,0))\n*_xlfn.XLOOKUP(U$6,Daten!$B$151:$M$151,Daten!$B$150:$M$150)*$Q184*24/1000)","v":0},{"$f":"IF($D184=\"\",0,(_xlfn.XLOOKUP(GH!$D184,Daten!$F$25:$F$27,Daten!$H$25:$H$27)-GH!$I184\n+IF($G184>_xlfn.XLOOKUP($D184,GI!$C$77:$G$77,GI!$C$80:$G$80),($G184-_xlfn.XLOOKUP($D184,GI!$C$77:$G$77,GI!$C$80:$G$80))/4,0))\n*_xlfn.XLOOKUP(V$6,Daten!$B$151:$M$151,Daten!$B$150:$M$150)*$Q184*24/1000)","v":0},{"$f":"IF($D184=\"\",0,(_xlfn.XLOOKUP(GH!$D184,Daten!$F$25:$F$27,Daten!$H$25:$H$27)-GH!$I184\n+IF($G184>_xlfn.XLOOKUP($D184,GI!$C$77:$G$77,GI!$C$80:$G$80),($G184-_xlfn.XLOOKUP($D184,GI!$C$77:$G$77,GI!$C$80:$G$80))/4,0))\n*_xlfn.XLOOKUP(W$6,Daten!$B$151:$M$151,Daten!$B$150:$M$150)*$Q184*24/1000)","v":0},{"$f":"IF($D184=\"\",0,(_xlfn.XLOOKUP(GH!$D184,Daten!$F$25:$F$27,Daten!$H$25:$H$27)-GH!$I184\n+IF($G184>_xlfn.XLOOKUP($D184,GI!$C$77:$G$77,GI!$C$80:$G$80),($G184-_xlfn.XLOOKUP($D184,GI!$C$77:$G$77,GI!$C$80:$G$80))/4,0))\n*_xlfn.XLOOKUP(X$6,Daten!$B$151:$M$151,Daten!$B$150:$M$150)*$Q184*24/1000)","v":0},{"$f":"IF($D184=\"\",0,(_xlfn.XLOOKUP(GH!$D184,Daten!$F$25:$F$27,Daten!$H$25:$H$27)-GH!$I184\n+IF($G184>_xlfn.XLOOKUP($D184,GI!$C$77:$G$77,GI!$C$80:$G$80),($G184-_xlfn.XLOOKUP($D184,GI!$C$77:$G$77,GI!$C$80:$G$80))/4,0))\n*_xlfn.XLOOKUP(Y$6,Daten!$B$151:$M$151,Daten!$B$150:$M$150)*$Q184*24/1000)","v":0},{"$f":"IF($D184=\"\",0,(_xlfn.XLOOKUP(GH!$D184,Daten!$F$25:$F$27,Daten!$H$25:$H$27)-GH!$I184\n+IF($G184>_xlfn.XLOOKUP($D184,GI!$C$77:$G$77,GI!$C$80:$G$80),($G184-_xlfn.XLOOKUP($D184,GI!$C$77:$G$77,GI!$C$80:$G$80))/4,0))\n*_xlfn.XLOOKUP(Z$6,Daten!$B$151:$M$151,Daten!$B$150:$M$150)*$Q184*24/1000)","v":0},{"$f":"IF($D184=\"\",0,(_xlfn.XLOOKUP(GH!$D184,Daten!$F$25:$F$27,Daten!$H$25:$H$27)-GH!$I184\n+IF($G184>_xlfn.XLOOKUP($D184,GI!$C$77:$G$77,GI!$C$80:$G$80),($G184-_xlfn.XLOOKUP($D184,GI!$C$77:$G$77,GI!$C$80:$G$80))/4,0))\n*_xlfn.XLOOKUP(AA$6,Daten!$B$151:$M$151,Daten!$B$150:$M$150)*$Q184*24/1000)","v":0},{"$f":"IF($D184=\"\",0,(_xlfn.XLOOKUP(GH!$D184,Daten!$F$25:$F$27,Daten!$H$25:$H$27)-GH!$I184\n+IF($G184>_xlfn.XLOOKUP($D184,GI!$C$77:$G$77,GI!$C$80:$G$80),($G184-_xlfn.XLOOKUP($D184,GI!$C$77:$G$77,GI!$C$80:$G$80))/4,0))\n*_xlfn.XLOOKUP(AB$6,Daten!$B$151:$M$151,Daten!$B$150:$M$150)*$Q184*24/1000)","v":0},{"$f":"IF($D184=\"\",0,(_xlfn.XLOOKUP(GH!$D184,Daten!$F$25:$F$27,Daten!$H$25:$H$27)-GH!$I184\n+IF($G184>_xlfn.XLOOKUP($D184,GI!$C$77:$G$77,GI!$C$80:$G$80),($G184-_xlfn.XLOOKUP($D184,GI!$C$77:$G$77,GI!$C$80:$G$80))/4,0))\n*_xlfn.XLOOKUP(AC$6,Daten!$B$151:$M$151,Daten!$B$150:$M$150)*$Q184*24/1000)","v":0},{"$f":"SUM(R184:AC184)","v":0}]
[{"$nulls":16},{"$f":"IF($P$3,P185,E185*F185)","v":0},{"$f":"IF($D185=\"\",0,(_xlfn.XLOOKUP(GH!$D185,Daten!$F$25:$F$27,Daten!$H$25:$H$27)-GH!$I185\n+IF($G185>_xlfn.XLOOKUP($D185,GI!$C$77:$G$77,GI!$C$80:$G$80),($G185-_xlfn.XLOOKUP($D185,GI!$C$77:$G$77,GI!$C$80:$G$80))/4,0))\n*_xlfn.XLOOKUP(R$6,Daten!$B$151:$M$151,Daten!$B$150:$M$150)*$Q185*24/1000)","v":0},{"$f":"IF($D185=\"\",0,(_xlfn.XLOOKUP(GH!$D185,Daten!$F$25:$F$27,Daten!$H$25:$H$27)-GH!$I185\n+IF($G185>_xlfn.XLOOKUP($D185,GI!$C$77:$G$77,GI!$C$80:$G$80),($G185-_xlfn.XLOOKUP($D185,GI!$C$77:$G$77,GI!$C$80:$G$80))/4,0))\n*_xlfn.XLOOKUP(S$6,Daten!$B$151:$M$151,Daten!$B$150:$M$150)*$Q185*24/1000)","v":0},{"$f":"IF($D185=\"\",0,(_xlfn.XLOOKUP(GH!$D185,Daten!$F$25:$F$27,Daten!$H$25:$H$27)-GH!$I185\n+IF($G185>_xlfn.XLOOKUP($D185,GI!$C$77:$G$77,GI!$C$80:$G$80),($G185-_xlfn.XLOOKUP($D185,GI!$C$77:$G$77,GI!$C$80:$G$80))/4,0))\n*_xlfn.XLOOKUP(T$6,Daten!$B$151:$M$151,Daten!$B$150:$M$150)*$Q185*24/1000)","v":0},{"$f":"IF($D185=\"\",0,(_xlfn.XLOOKUP(GH!$D185,Daten!$F$25:$F$27,Daten!$H$25:$H$27)-GH!$I185\n+IF($G185>_xlfn.XLOOKUP($D185,GI!$C$77:$G$77,GI!$C$80:$G$80),($G185-_xlfn.XLOOKUP($D185,GI!$C$77:$G$77,GI!$C$80:$G$80))/4,0))\n*_xlfn.XLOOKUP(U$6,Daten!$B$151:$M$151,Daten!$B$150:$M$150)*$Q185*24/1000)","v":0},{"$f":"IF($D185=\"\",0,(_xlfn.XLOOKUP(GH!$D185,Daten!$F$25:$F$27,Daten!$H$25:$H$27)-GH!$I185\n+IF($G185>_xlfn.XLOOKUP($D185,GI!$C$77:$G$77,GI!$C$80:$G$80),($G185-_xlfn.XLOOKUP($D185,GI!$C$77:$G$77,GI!$C$80:$G$80))/4,0))\n*_xlfn.XLOOKUP(V$6,Daten!$B$151:$M$151,Daten!$B$150:$M$150)*$Q185*24/1000)","v":0},{"$f":"IF($D185=\"\",0,(_xlfn.XLOOKUP(GH!$D185,Daten!$F$25:$F$27,Daten!$H$25:$H$27)-GH!$I185\n+IF($G185>_xlfn.XLOOKUP($D185,GI!$C$77:$G$77,GI!$C$80:$G$80),($G185-_xlfn.XLOOKUP($D185,GI!$C$77:$G$77,GI!$C$80:$G$80))/4,0))\n*_xlfn.XLOOKUP(W$6,Daten!$B$151:$M$151,Daten!$B$150:$M$150)*$Q185*24/1000)","v":0},{"$f":"IF($D185=\"\",0,(_xlfn.XLOOKUP(GH!$D185,Daten!$F$25:$F$27,Daten!$H$25:$H$27)-GH!$I185\n+IF($G185>_xlfn.XLOOKUP($D185,GI!$C$77:$G$77,GI!$C$80:$G$80),($G185-_xlfn.XLOOKUP($D185,GI!$C$77:$G$77,GI!$C$80:$G$80))/4,0))\n*_xlfn.XLOOKUP(X$6,Daten!$B$151:$M$151,Daten!$B$150:$M$150)*$Q185*24/1000)","v":0},{"$f":"IF($D185=\"\",0,(_xlfn.XLOOKUP(GH!$D185,Daten!$F$25:$F$27,Daten!$H$25:$H$27)-GH!$I185\n+IF($G185>_xlfn.XLOOKUP($D185,GI!$C$77:$G$77,GI!$C$80:$G$80),($G185-_xlfn.XLOOKUP($D185,GI!$C$77:$G$77,GI!$C$80:$G$80))/4,0))\n*_xlfn.XLOOKUP(Y$6,Daten!$B$151:$M$151,Daten!$B$150:$M$150)*$Q185*24/1000)","v":0},{"$f":"IF($D185=\"\",0,(_xlfn.XLOOKUP(GH!$D185,Daten!$F$25:$F$27,Daten!$H$25:$H$27)-GH!$I185\n+IF($G185>_xlfn.XLOOKUP($D185,GI!$C$77:$G$77,GI!$C$80:$G$80),($G185-_xlfn.XLOOKUP($D185,GI!$C$77:$G$77,GI!$C$80:$G$80))/4,0))\n*_xlfn.XLOOKUP(Z$6,Daten!$B$151:$M$151,Daten!$B$150:$M$150)*$Q185*24/1000)","v":0},{"$f":"IF($D185=\"\",0,(_xlfn.XLOOKUP(GH!$D185,Daten!$F$25:$F$27,Daten!$H$25:$H$27)-GH!$I185\n+IF($G185>_xlfn.XLOOKUP($D185,GI!$C$77:$G$77,GI!$C$80:$G$80),($G185-_xlfn.XLOOKUP($D185,GI!$C$77:$G$77,GI!$C$80:$G$80))/4,0))\n*_xlfn.XLOOKUP(AA$6,Daten!$B$151:$M$151,Daten!$B$150:$M$150)*$Q185*24/1000)","v":0},{"$f":"IF($D185=\"\",0,(_xlfn.XLOOKUP(GH!$D185,Daten!$F$25:$F$27,Daten!$H$25:$H$27)-GH!$I185\n+IF($G185>_xlfn.XLOOKUP($D185,GI!$C$77:$G$77,GI!$C$80:$G$80),($G185-_xlfn.XLOOKUP($D185,GI!$C$77:$G$77,GI!$C$80:$G$80))/4,0))\n*_xlfn.XLOOKUP(AB$6,Daten!$B$151:$M$151,Daten!$B$150:$M$150)*$Q185*24/1000)","v":0},{"$f":"IF($D185=\"\",0,(_xlfn.XLOOKUP(GH!$D185,Daten!$F$25:$F$27,Daten!$H$25:$H$27)-GH!$I185\n+IF($G185>_xlfn.XLOOKUP($D185,GI!$C$77:$G$77,GI!$C$80:$G$80),($G185-_xlfn.XLOOKUP($D185,GI!$C$77:$G$77,GI!$C$80:$G$80))/4,0))\n*_xlfn.XLOOKUP(AC$6,Daten!$B$151:$M$151,Daten!$B$150:$M$150)*$Q185*24/1000)","v":0},{"$f":"SUM(R185:AC185)","v":0}]
[{"$nulls":16},{"$f":"IF($P$3,P186,E186*F186)","v":0},{"$f":"IF($D186=\"\",0,(_xlfn.XLOOKUP(GH!$D186,Daten!$F$25:$F$27,Daten!$H$25:$H$27)-GH!$I186\n+IF($G186>_xlfn.XLOOKUP($D186,GI!$C$77:$G$77,GI!$C$80:$G$80),($G186-_xlfn.XLOOKUP($D186,GI!$C$77:$G$77,GI!$C$80:$G$80))/4,0))\n*_xlfn.XLOOKUP(R$6,Daten!$B$151:$M$151,Daten!$B$150:$M$150)*$Q186*24/1000)","v":0},{"$f":"IF($D186=\"\",0,(_xlfn.XLOOKUP(GH!$D186,Daten!$F$25:$F$27,Daten!$H$25:$H$27)-GH!$I186\n+IF($G186>_xlfn.XLOOKUP($D186,GI!$C$77:$G$77,GI!$C$80:$G$80),($G186-_xlfn.XLOOKUP($D186,GI!$C$77:$G$77,GI!$C$80:$G$80))/4,0))\n*_xlfn.XLOOKUP(S$6,Daten!$B$151:$M$151,Daten!$B$150:$M$150)*$Q186*24/1000)","v":0},{"$f":"IF($D186=\"\",0,(_xlfn.XLOOKUP(GH!$D186,Daten!$F$25:$F$27,Daten!$H$25:$H$27)-GH!$I186\n+IF($G186>_xlfn.XLOOKUP($D186,GI!$C$77:$G$77,GI!$C$80:$G$80),($G186-_xlfn.XLOOKUP($D186,GI!$C$77:$G$77,GI!$C$80:$G$80))/4,0))\n*_xlfn.XLOOKUP(T$6,Daten!$B$151:$M$151,Daten!$B$150:$M$150)*$Q186*24/1000)","v":0},{"$f":"IF($D186=\"\",0,(_xlfn.XLOOKUP(GH!$D186,Daten!$F$25:$F$27,Daten!$H$25:$H$27)-GH!$I186\n+IF($G186>_xlfn.XLOOKUP($D186,GI!$C$77:$G$77,GI!$C$80:$G$80),($G186-_xlfn.XLOOKUP($D186,GI!$C$77:$G$77,GI!$C$80:$G$80))/4,0))\n*_xlfn.XLOOKUP(U$6,Daten!$B$151:$M$151,Daten!$B$150:$M$150)*$Q186*24/1000)","v":0},{"$f":"IF($D186=\"\",0,(_xlfn.XLOOKUP(GH!$D186,Daten!$F$25:$F$27,Daten!$H$25:$H$27)-GH!$I186\n+IF($G186>_xlfn.XLOOKUP($D186,GI!$C$77:$G$77,GI!$C$80:$G$80),($G186-_xlfn.XLOOKUP($D186,GI!$C$77:$G$77,GI!$C$80:$G$80))/4,0))\n*_xlfn.XLOOKUP(V$6,Daten!$B$151:$M$151,Daten!$B$150:$M$150)*$Q186*24/1000)","v":0},{"$f":"IF($D186=\"\",0,(_xlfn.XLOOKUP(GH!$D186,Daten!$F$25:$F$27,Daten!$H$25:$H$27)-GH!$I186\n+IF($G186>_xlfn.XLOOKUP($D186,GI!$C$77:$G$77,GI!$C$80:$G$80),($G186-_xlfn.XLOOKUP($D186,GI!$C$77:$G$77,GI!$C$80:$G$80))/4,0))\n*_xlfn.XLOOKUP(W$6,Daten!$B$151:$M$151,Daten!$B$150:$M$150)*$Q186*24/1000)","v":0},{"$f":"IF($D186=\"\",0,(_xlfn.XLOOKUP(GH!$D186,Daten!$F$25:$F$27,Daten!$H$25:$H$27)-GH!$I186\n+IF($G186>_xlfn.XLOOKUP($D186,GI!$C$77:$G$77,GI!$C$80:$G$80),($G186-_xlfn.XLOOKUP($D186,GI!$C$77:$G$77,GI!$C$80:$G$80))/4,0))\n*_xlfn.XLOOKUP(X$6,Daten!$B$151:$M$151,Daten!$B$150:$M$150)*$Q186*24/1000)","v":0},{"$f":"IF($D186=\"\",0,(_xlfn.XLOOKUP(GH!$D186,Daten!$F$25:$F$27,Daten!$H$25:$H$27)-GH!$I186\n+IF($G186>_xlfn.XLOOKUP($D186,GI!$C$77:$G$77,GI!$C$80:$G$80),($G186-_xlfn.XLOOKUP($D186,GI!$C$77:$G$77,GI!$C$80:$G$80))/4,0))\n*_xlfn.XLOOKUP(Y$6,Daten!$B$151:$M$151,Daten!$B$150:$M$150)*$Q186*24/1000)","v":0},{"$f":"IF($D186=\"\",0,(_xlfn.XLOOKUP(GH!$D186,Daten!$F$25:$F$27,Daten!$H$25:$H$27)-GH!$I186\n+IF($G186>_xlfn.XLOOKUP($D186,GI!$C$77:$G$77,GI!$C$80:$G$80),($G186-_xlfn.XLOOKUP($D186,GI!$C$77:$G$77,GI!$C$80:$G$80))/4,0))\n*_xlfn.XLOOKUP(Z$6,Daten!$B$151:$M$151,Daten!$B$150:$M$150)*$Q186*24/1000)","v":0},{"$f":"IF($D186=\"\",0,(_xlfn.XLOOKUP(GH!$D186,Daten!$F$25:$F$27,Daten!$H$25:$H$27)-GH!$I186\n+IF($G186>_xlfn.XLOOKUP($D186,GI!$C$77:$G$77,GI!$C$80:$G$80),($G186-_xlfn.XLOOKUP($D186,GI!$C$77:$G$77,GI!$C$80:$G$80))/4,0))\n*_xlfn.XLOOKUP(AA$6,Daten!$B$151:$M$151,Daten!$B$150:$M$150)*$Q186*24/1000)","v":0},{"$f":"IF($D186=\"\",0,(_xlfn.XLOOKUP(GH!$D186,Daten!$F$25:$F$27,Daten!$H$25:$H$27)-GH!$I186\n+IF($G186>_xlfn.XLOOKUP($D186,GI!$C$77:$G$77,GI!$C$80:$G$80),($G186-_xlfn.XLOOKUP($D186,GI!$C$77:$G$77,GI!$C$80:$G$80))/4,0))\n*_xlfn.XLOOKUP(AB$6,Daten!$B$151:$M$151,Daten!$B$150:$M$150)*$Q186*24/1000)","v":0},{"$f":"IF($D186=\"\",0,(_xlfn.XLOOKUP(GH!$D186,Daten!$F$25:$F$27,Daten!$H$25:$H$27)-GH!$I186\n+IF($G186>_xlfn.XLOOKUP($D186,GI!$C$77:$G$77,GI!$C$80:$G$80),($G186-_xlfn.XLOOKUP($D186,GI!$C$77:$G$77,GI!$C$80:$G$80))/4,0))\n*_xlfn.XLOOKUP(AC$6,Daten!$B$151:$M$151,Daten!$B$150:$M$150)*$Q186*24/1000)","v":0},0]
[{"$nulls":16},{"$f":"IF($P$3,P187,E187*F187)","v":0},{"$f":"IF($D187=\"\",0,(_xlfn.XLOOKUP(GH!$D187,Daten!$F$25:$F$27,Daten!$H$25:$H$27)-GH!$I187\n+IF($G187>_xlfn.XLOOKUP($D187,GI!$C$77:$G$77,GI!$C$80:$G$80),($G187-_xlfn.XLOOKUP($D187,GI!$C$77:$G$77,GI!$C$80:$G$80))/4,0))\n*_xlfn.XLOOKUP(R$6,Daten!$B$151:$M$151,Daten!$B$150:$M$150)*$Q187*24/1000)","v":0},{"$f":"IF($D187=\"\",0,(_xlfn.XLOOKUP(GH!$D187,Daten!$F$25:$F$27,Daten!$H$25:$H$27)-GH!$I187\n+IF($G187>_xlfn.XLOOKUP($D187,GI!$C$77:$G$77,GI!$C$80:$G$80),($G187-_xlfn.XLOOKUP($D187,GI!$C$77:$G$77,GI!$C$80:$G$80))/4,0))\n*_xlfn.XLOOKUP(S$6,Daten!$B$151:$M$151,Daten!$B$150:$M$150)*$Q187*24/1000)","v":0},{"$f":"IF($D187=\"\",0,(_xlfn.XLOOKUP(GH!$D187,Daten!$F$25:$F$27,Daten!$H$25:$H$27)-GH!$I187\n+IF($G187>_xlfn.XLOOKUP($D187,GI!$C$77:$G$77,GI!$C$80:$G$80),($G187-_xlfn.XLOOKUP($D187,GI!$C$77:$G$77,GI!$C$80:$G$80))/4,0))\n*_xlfn.XLOOKUP(T$6,Daten!$B$151:$M$151,Daten!$B$150:$M$150)*$Q187*24/1000)","v":0},{"$f":"IF($D187=\"\",0,(_xlfn.XLOOKUP(GH!$D187,Daten!$F$25:$F$27,Daten!$H$25:$H$27)-GH!$I187\n+IF($G187>_xlfn.XLOOKUP($D187,GI!$C$77:$G$77,GI!$C$80:$G$80),($G187-_xlfn.XLOOKUP($D187,GI!$C$77:$G$77,GI!$C$80:$G$80))/4,0))\n*_xlfn.XLOOKUP(U$6,Daten!$B$151:$M$151,Daten!$B$150:$M$150)*$Q187*24/1000)","v":0},{"$f":"IF($D187=\"\",0,(_xlfn.XLOOKUP(GH!$D187,Daten!$F$25:$F$27,Daten!$H$25:$H$27)-GH!$I187\n+IF($G187>_xlfn.XLOOKUP($D187,GI!$C$77:$G$77,GI!$C$80:$G$80),($G187-_xlfn.XLOOKUP($D187,GI!$C$77:$G$77,GI!$C$80:$G$80))/4,0))\n*_xlfn.XLOOKUP(V$6,Daten!$B$151:$M$151,Daten!$B$150:$M$150)*$Q187*24/1000)","v":0},{"$f":"IF($D187=\"\",0,(_xlfn.XLOOKUP(GH!$D187,Daten!$F$25:$F$27,Daten!$H$25:$H$27)-GH!$I187\n+IF($G187>_xlfn.XLOOKUP($D187,GI!$C$77:$G$77,GI!$C$80:$G$80),($G187-_xlfn.XLOOKUP($D187,GI!$C$77:$G$77,GI!$C$80:$G$80))/4,0))\n*_xlfn.XLOOKUP(W$6,Daten!$B$151:$M$151,Daten!$B$150:$M$150)*$Q187*24/1000)","v":0},{"$f":"IF($D187=\"\",0,(_xlfn.XLOOKUP(GH!$D187,Daten!$F$25:$F$27,Daten!$H$25:$H$27)-GH!$I187\n+IF($G187>_xlfn.XLOOKUP($D187,GI!$C$77:$G$77,GI!$C$80:$G$80),($G187-_xlfn.XLOOKUP($D187,GI!$C$77:$G$77,GI!$C$80:$G$80))/4,0))\n*_xlfn.XLOOKUP(X$6,Daten!$B$151:$M$151,Daten!$B$150:$M$150)*$Q187*24/1000)","v":0},{"$f":"IF($D187=\"\",0,(_xlfn.XLOOKUP(GH!$D187,Daten!$F$25:$F$27,Daten!$H$25:$H$27)-GH!$I187\n+IF($G187>_xlfn.XLOOKUP($D187,GI!$C$77:$G$77,GI!$C$80:$G$80),($G187-_xlfn.XLOOKUP($D187,GI!$C$77:$G$77,GI!$C$80:$G$80))/4,0))\n*_xlfn.XLOOKUP(Y$6,Daten!$B$151:$M$151,Daten!$B$150:$M$150)*$Q187*24/1000)","v":0},{"$f":"IF($D187=\"\",0,(_xlfn.XLOOKUP(GH!$D187,Daten!$F$25:$F$27,Daten!$H$25:$H$27)-GH!$I187\n+IF($G187>_xlfn.XLOOKUP($D187,GI!$C$77:$G$77,GI!$C$80:$G$80),($G187-_xlfn.XLOOKUP($D187,GI!$C$77:$G$77,GI!$C$80:$G$80))/4,0))\n*_xlfn.XLOOKUP(Z$6,Daten!$B$151:$M$151,Daten!$B$150:$M$150)*$Q187*24/1000)","v":0},{"$f":"IF($D187=\"\",0,(_xlfn.XLOOKUP(GH!$D187,Daten!$F$25:$F$27,Daten!$H$25:$H$27)-GH!$I187\n+IF($G187>_xlfn.XLOOKUP($D187,GI!$C$77:$G$77,GI!$C$80:$G$80),($G187-_xlfn.XLOOKUP($D187,GI!$C$77:$G$77,GI!$C$80:$G$80))/4,0))\n*_xlfn.XLOOKUP(AA$6,Daten!$B$151:$M$151,Daten!$B$150:$M$150)*$Q187*24/1000)","v":0},{"$f":"IF($D187=\"\",0,(_xlfn.XLOOKUP(GH!$D187,Daten!$F$25:$F$27,Daten!$H$25:$H$27)-GH!$I187\n+IF($G187>_xlfn.XLOOKUP($D187,GI!$C$77:$G$77,GI!$C$80:$G$80),($G187-_xlfn.XLOOKUP($D187,GI!$C$77:$G$77,GI!$C$80:$G$80))/4,0))\n*_xlfn.XLOOKUP(AB$6,Daten!$B$151:$M$151,Daten!$B$150:$M$150)*$Q187*24/1000)","v":0},{"$f":"IF($D187=\"\",0,(_xlfn.XLOOKUP(GH!$D187,Daten!$F$25:$F$27,Daten!$H$25:$H$27)-GH!$I187\n+IF($G187>_xlfn.XLOOKUP($D187,GI!$C$77:$G$77,GI!$C$80:$G$80),($G187-_xlfn.XLOOKUP($D187,GI!$C$77:$G$77,GI!$C$80:$G$80))/4,0))\n*_xlfn.XLOOKUP(AC$6,Daten!$B$151:$M$151,Daten!$B$150:$M$150)*$Q187*24/1000)","v":0},0]
[]
[null,null,"4.1.1 Fotos, Beschreibungen und Bemerkungen"]
[null,null,"Freitext. "]
[]
[null,null,"4.2 Wände gg. beheizt",{"$nulls":5},"θin [°C]",{"$nulls":4},"Summe Flächen [m²]",{"$f":"SUM(E193:E197)","v":0}]
[{"$nulls":16},{"$f":"IF($P$3,P193,E193*F193)","v":0},{"$f":"IF($D193=\"\",0,(_xlfn.XLOOKUP(GH!$D193,Daten!$F$25:$F$27,Daten!$H$25:$H$27)-GH!$I193\n+IF($G193>_xlfn.XLOOKUP($D193,GI!$C$77:$G$77,GI!$C$80:$G$80),($G193-_xlfn.XLOOKUP($D193,GI!$C$77:$G$77,GI!$C$80:$G$80))/4,0))\n*_xlfn.XLOOKUP(R$6,Daten!$B$151:$M$151,Daten!$B$150:$M$150)*$Q193*24/1000)","v":0},{"$f":"IF($D193=\"\",0,(_xlfn.XLOOKUP(GH!$D193,Daten!$F$25:$F$27,Daten!$H$25:$H$27)-GH!$I193\n+IF($G193>_xlfn.XLOOKUP($D193,GI!$C$77:$G$77,GI!$C$80:$G$80),($G193-_xlfn.XLOOKUP($D193,GI!$C$77:$G$77,GI!$C$80:$G$80))/4,0))\n*_xlfn.XLOOKUP(S$6,Daten!$B$151:$M$151,Daten!$B$150:$M$150)*$Q193*24/1000)","v":0},{"$f":"IF($D193=\"\",0,(_xlfn.XLOOKUP(GH!$D193,Daten!$F$25:$F$27,Daten!$H$25:$H$27)-GH!$I193\n+IF($G193>_xlfn.XLOOKUP($D193,GI!$C$77:$G$77,GI!$C$80:$G$80),($G193-_xlfn.XLOOKUP($D193,GI!$C$77:$G$77,GI!$C$80:$G$80))/4,0))\n*_xlfn.XLOOKUP(T$6,Daten!$B$151:$M$151,Daten!$B$150:$M$150)*$Q193*24/1000)","v":0},{"$f":"IF($D193=\"\",0,(_xlfn.XLOOKUP(GH!$D193,Daten!$F$25:$F$27,Daten!$H$25:$H$27)-GH!$I193\n+IF($G193>_xlfn.XLOOKUP($D193,GI!$C$77:$G$77,GI!$C$80:$G$80),($G193-_xlfn.XLOOKUP($D193,GI!$C$77:$G$77,GI!$C$80:$G$80))/4,0))\n*_xlfn.XLOOKUP(U$6,Daten!$B$151:$M$151,Daten!$B$150:$M$150)*$Q193*24/1000)","v":0},{"$f":"IF($D193=\"\",0,(_xlfn.XLOOKUP(GH!$D193,Daten!$F$25:$F$27,Daten!$H$25:$H$27)-GH!$I193\n+IF($G193>_xlfn.XLOOKUP($D193,GI!$C$77:$G$77,GI!$C$80:$G$80),($G193-_xlfn.XLOOKUP($D193,GI!$C$77:$G$77,GI!$C$80:$G$80))/4,0))\n*_xlfn.XLOOKUP(V$6,Daten!$B$151:$M$151,Daten!$B$150:$M$150)*$Q193*24/1000)","v":0},{"$f":"IF($D193=\"\",0,(_xlfn.XLOOKUP(GH!$D193,Daten!$F$25:$F$27,Daten!$H$25:$H$27)-GH!$I193\n+IF($G193>_xlfn.XLOOKUP($D193,GI!$C$77:$G$77,GI!$C$80:$G$80),($G193-_xlfn.XLOOKUP($D193,GI!$C$77:$G$77,GI!$C$80:$G$80))/4,0))\n*_xlfn.XLOOKUP(W$6,Daten!$B$151:$M$151,Daten!$B$150:$M$150)*$Q193*24/1000)","v":0},{"$f":"IF($D193=\"\",0,(_xlfn.XLOOKUP(GH!$D193,Daten!$F$25:$F$27,Daten!$H$25:$H$27)-GH!$I193\n+IF($G193>_xlfn.XLOOKUP($D193,GI!$C$77:$G$77,GI!$C$80:$G$80),($G193-_xlfn.XLOOKUP($D193,GI!$C$77:$G$77,GI!$C$80:$G$80))/4,0))\n*_xlfn.XLOOKUP(X$6,Daten!$B$151:$M$151,Daten!$B$150:$M$150)*$Q193*24/1000)","v":0},{"$f":"IF($D193=\"\",0,(_xlfn.XLOOKUP(GH!$D193,Daten!$F$25:$F$27,Daten!$H$25:$H$27)-GH!$I193\n+IF($G193>_xlfn.XLOOKUP($D193,GI!$C$77:$G$77,GI!$C$80:$G$80),($G193-_xlfn.XLOOKUP($D193,GI!$C$77:$G$77,GI!$C$80:$G$80))/4,0))\n*_xlfn.XLOOKUP(Y$6,Daten!$B$151:$M$151,Daten!$B$150:$M$150)*$Q193*24/1000)","v":0},{"$f":"IF($D193=\"\",0,(_xlfn.XLOOKUP(GH!$D193,Daten!$F$25:$F$27,Daten!$H$25:$H$27)-GH!$I193\n+IF($G193>_xlfn.XLOOKUP($D193,GI!$C$77:$G$77,GI!$C$80:$G$80),($G193-_xlfn.XLOOKUP($D193,GI!$C$77:$G$77,GI!$C$80:$G$80))/4,0))\n*_xlfn.XLOOKUP(Z$6,Daten!$B$151:$M$151,Daten!$B$150:$M$150)*$Q193*24/1000)","v":0},{"$f":"IF($D193=\"\",0,(_xlfn.XLOOKUP(GH!$D193,Daten!$F$25:$F$27,Daten!$H$25:$H$27)-GH!$I193\n+IF($G193>_xlfn.XLOOKUP($D193,GI!$C$77:$G$77,GI!$C$80:$G$80),($G193-_xlfn.XLOOKUP($D193,GI!$C$77:$G$77,GI!$C$80:$G$80))/4,0))\n*_xlfn.XLOOKUP(AA$6,Daten!$B$151:$M$151,Daten!$B$150:$M$150)*$Q193*24/1000)","v":0},{"$f":"IF($D193=\"\",0,(_xlfn.XLOOKUP(GH!$D193,Daten!$F$25:$F$27,Daten!$H$25:$H$27)-GH!$I193\n+IF($G193>_xlfn.XLOOKUP($D193,GI!$C$77:$G$77,GI!$C$80:$G$80),($G193-_xlfn.XLOOKUP($D193,GI!$C$77:$G$77,GI!$C$80:$G$80))/4,0))\n*_xlfn.XLOOKUP(AB$6,Daten!$B$151:$M$151,Daten!$B$150:$M$150)*$Q193*24/1000)","v":0},{"$f":"IF($D193=\"\",0,(_xlfn.XLOOKUP(GH!$D193,Daten!$F$25:$F$27,Daten!$H$25:$H$27)-GH!$I193\n+IF($G193>_xlfn.XLOOKUP($D193,GI!$C$77:$G$77,GI!$C$80:$G$80),($G193-_xlfn.XLOOKUP($D193,GI!$C$77:$G$77,GI!$C$80:$G$80))/4,0))\n*_xlfn.XLOOKUP(AC$6,Daten!$B$151:$M$151,Daten!$B$150:$M$150)*$Q193*24/1000)","v":0},0]
[{"$nulls":16},{"$f":"IF($P$3,P194,E194*F194)","v":0},{"$f":"IF($D194=\"\",0,(_xlfn.XLOOKUP(GH!$D194,Daten!$F$25:$F$27,Daten!$H$25:$H$27)-GH!$I194\n+IF($G194>_xlfn.XLOOKUP($D194,GI!$C$77:$G$77,GI!$C$80:$G$80),($G194-_xlfn.XLOOKUP($D194,GI!$C$77:$G$77,GI!$C$80:$G$80))/4,0))\n*_xlfn.XLOOKUP(R$6,Daten!$B$151:$M$151,Daten!$B$150:$M$150)*$Q194*24/1000)","v":0},{"$f":"IF($D194=\"\",0,(_xlfn.XLOOKUP(GH!$D194,Daten!$F$25:$F$27,Daten!$H$25:$H$27)-GH!$I194\n+IF($G194>_xlfn.XLOOKUP($D194,GI!$C$77:$G$77,GI!$C$80:$G$80),($G194-_xlfn.XLOOKUP($D194,GI!$C$77:$G$77,GI!$C$80:$G$80))/4,0))\n*_xlfn.XLOOKUP(S$6,Daten!$B$151:$M$151,Daten!$B$150:$M$150)*$Q194*24/1000)","v":0},{"$f":"IF($D194=\"\",0,(_xlfn.XLOOKUP(GH!$D194,Daten!$F$25:$F$27,Daten!$H$25:$H$27)-GH!$I194\n+IF($G194>_xlfn.XLOOKUP($D194,GI!$C$77:$G$77,GI!$C$80:$G$80),($G194-_xlfn.XLOOKUP($D194,GI!$C$77:$G$77,GI!$C$80:$G$80))/4,0))\n*_xlfn.XLOOKUP(T$6,Daten!$B$151:$M$151,Daten!$B$150:$M$150)*$Q194*24/1000)","v":0},{"$f":"IF($D194=\"\",0,(_xlfn.XLOOKUP(GH!$D194,Daten!$F$25:$F$27,Daten!$H$25:$H$27)-GH!$I194\n+IF($G194>_xlfn.XLOOKUP($D194,GI!$C$77:$G$77,GI!$C$80:$G$80),($G194-_xlfn.XLOOKUP($D194,GI!$C$77:$G$77,GI!$C$80:$G$80))/4,0))\n*_xlfn.XLOOKUP(U$6,Daten!$B$151:$M$151,Daten!$B$150:$M$150)*$Q194*24/1000)","v":0},{"$f":"IF($D194=\"\",0,(_xlfn.XLOOKUP(GH!$D194,Daten!$F$25:$F$27,Daten!$H$25:$H$27)-GH!$I194\n+IF($G194>_xlfn.XLOOKUP($D194,GI!$C$77:$G$77,GI!$C$80:$G$80),($G194-_xlfn.XLOOKUP($D194,GI!$C$77:$G$77,GI!$C$80:$G$80))/4,0))\n*_xlfn.XLOOKUP(V$6,Daten!$B$151:$M$151,Daten!$B$150:$M$150)*$Q194*24/1000)","v":0},{"$f":"IF($D194=\"\",0,(_xlfn.XLOOKUP(GH!$D194,Daten!$F$25:$F$27,Daten!$H$25:$H$27)-GH!$I194\n+IF($G194>_xlfn.XLOOKUP($D194,GI!$C$77:$G$77,GI!$C$80:$G$80),($G194-_xlfn.XLOOKUP($D194,GI!$C$77:$G$77,GI!$C$80:$G$80))/4,0))\n*_xlfn.XLOOKUP(W$6,Daten!$B$151:$M$151,Daten!$B$150:$M$150)*$Q194*24/1000)","v":0},{"$f":"IF($D194=\"\",0,(_xlfn.XLOOKUP(GH!$D194,Daten!$F$25:$F$27,Daten!$H$25:$H$27)-GH!$I194\n+IF($G194>_xlfn.XLOOKUP($D194,GI!$C$77:$G$77,GI!$C$80:$G$80),($G194-_xlfn.XLOOKUP($D194,GI!$C$77:$G$77,GI!$C$80:$G$80))/4,0))\n*_xlfn.XLOOKUP(X$6,Daten!$B$151:$M$151,Daten!$B$150:$M$150)*$Q194*24/1000)","v":0},{"$f":"IF($D194=\"\",0,(_xlfn.XLOOKUP(GH!$D194,Daten!$F$25:$F$27,Daten!$H$25:$H$27)-GH!$I194\n+IF($G194>_xlfn.XLOOKUP($D194,GI!$C$77:$G$77,GI!$C$80:$G$80),($G194-_xlfn.XLOOKUP($D194,GI!$C$77:$G$77,GI!$C$80:$G$80))/4,0))\n*_xlfn.XLOOKUP(Y$6,Daten!$B$151:$M$151,Daten!$B$150:$M$150)*$Q194*24/1000)","v":0},{"$f":"IF($D194=\"\",0,(_xlfn.XLOOKUP(GH!$D194,Daten!$F$25:$F$27,Daten!$H$25:$H$27)-GH!$I194\n+IF($G194>_xlfn.XLOOKUP($D194,GI!$C$77:$G$77,GI!$C$80:$G$80),($G194-_xlfn.XLOOKUP($D194,GI!$C$77:$G$77,GI!$C$80:$G$80))/4,0))\n*_xlfn.XLOOKUP(Z$6,Daten!$B$151:$M$151,Daten!$B$150:$M$150)*$Q194*24/1000)","v":0},{"$f":"IF($D194=\"\",0,(_xlfn.XLOOKUP(GH!$D194,Daten!$F$25:$F$27,Daten!$H$25:$H$27)-GH!$I194\n+IF($G194>_xlfn.XLOOKUP($D194,GI!$C$77:$G$77,GI!$C$80:$G$80),($G194-_xlfn.XLOOKUP($D194,GI!$C$77:$G$77,GI!$C$80:$G$80))/4,0))\n*_xlfn.XLOOKUP(AA$6,Daten!$B$151:$M$151,Daten!$B$150:$M$150)*$Q194*24/1000)","v":0},{"$f":"IF($D194=\"\",0,(_xlfn.XLOOKUP(GH!$D194,Daten!$F$25:$F$27,Daten!$H$25:$H$27)-GH!$I194\n+IF($G194>_xlfn.XLOOKUP($D194,GI!$C$77:$G$77,GI!$C$80:$G$80),($G194-_xlfn.XLOOKUP($D194,GI!$C$77:$G$77,GI!$C$80:$G$80))/4,0))\n*_xlfn.XLOOKUP(AB$6,Daten!$B$151:$M$151,Daten!$B$150:$M$150)*$Q194*24/1000)","v":0},{"$f":"IF($D194=\"\",0,(_xlfn.XLOOKUP(GH!$D194,Daten!$F$25:$F$27,Daten!$H$25:$H$27)-GH!$I194\n+IF($G194>_xlfn.XLOOKUP($D194,GI!$C$77:$G$77,GI!$C$80:$G$80),($G194-_xlfn.XLOOKUP($D194,GI!$C$77:$G$77,GI!$C$80:$G$80))/4,0))\n*_xlfn.XLOOKUP(AC$6,Daten!$B$151:$M$151,Daten!$B$150:$M$150)*$Q194*24/1000)","v":0},0]
[{"$nulls":16},{"$f":"IF($P$3,P195,E195*F195)","v":0},{"$f":"IF($D195=\"\",0,(_xlfn.XLOOKUP(GH!$D195,Daten!$F$25:$F$27,Daten!$H$25:$H$27)-GH!$I195\n+IF($G195>_xlfn.XLOOKUP($D195,GI!$C$77:$G$77,GI!$C$80:$G$80),($G195-_xlfn.XLOOKUP($D195,GI!$C$77:$G$77,GI!$C$80:$G$80))/4,0))\n*_xlfn.XLOOKUP(R$6,Daten!$B$151:$M$151,Daten!$B$150:$M$150)*$Q195*24/1000)","v":0},{"$f":"IF($D195=\"\",0,(_xlfn.XLOOKUP(GH!$D195,Daten!$F$25:$F$27,Daten!$H$25:$H$27)-GH!$I195\n+IF($G195>_xlfn.XLOOKUP($D195,GI!$C$77:$G$77,GI!$C$80:$G$80),($G195-_xlfn.XLOOKUP($D195,GI!$C$77:$G$77,GI!$C$80:$G$80))/4,0))\n*_xlfn.XLOOKUP(S$6,Daten!$B$151:$M$151,Daten!$B$150:$M$150)*$Q195*24/1000)","v":0},{"$f":"IF($D195=\"\",0,(_xlfn.XLOOKUP(GH!$D195,Daten!$F$25:$F$27,Daten!$H$25:$H$27)-GH!$I195\n+IF($G195>_xlfn.XLOOKUP($D195,GI!$C$77:$G$77,GI!$C$80:$G$80),($G195-_xlfn.XLOOKUP($D195,GI!$C$77:$G$77,GI!$C$80:$G$80))/4,0))\n*_xlfn.XLOOKUP(T$6,Daten!$B$151:$M$151,Daten!$B$150:$M$150)*$Q195*24/1000)","v":0},{"$f":"IF($D195=\"\",0,(_xlfn.XLOOKUP(GH!$D195,Daten!$F$25:$F$27,Daten!$H$25:$H$27)-GH!$I195\n+IF($G195>_xlfn.XLOOKUP($D195,GI!$C$77:$G$77,GI!$C$80:$G$80),($G195-_xlfn.XLOOKUP($D195,GI!$C$77:$G$77,GI!$C$80:$G$80))/4,0))\n*_xlfn.XLOOKUP(U$6,Daten!$B$151:$M$151,Daten!$B$150:$M$150)*$Q195*24/1000)","v":0},{"$f":"IF($D195=\"\",0,(_xlfn.XLOOKUP(GH!$D195,Daten!$F$25:$F$27,Daten!$H$25:$H$27)-GH!$I195\n+IF($G195>_xlfn.XLOOKUP($D195,GI!$C$77:$G$77,GI!$C$80:$G$80),($G195-_xlfn.XLOOKUP($D195,GI!$C$77:$G$77,GI!$C$80:$G$80))/4,0))\n*_xlfn.XLOOKUP(V$6,Daten!$B$151:$M$151,Daten!$B$150:$M$150)*$Q195*24/1000)","v":0},{"$f":"IF($D195=\"\",0,(_xlfn.XLOOKUP(GH!$D195,Daten!$F$25:$F$27,Daten!$H$25:$H$27)-GH!$I195\n+IF($G195>_xlfn.XLOOKUP($D195,GI!$C$77:$G$77,GI!$C$80:$G$80),($G195-_xlfn.XLOOKUP($D195,GI!$C$77:$G$77,GI!$C$80:$G$80))/4,0))\n*_xlfn.XLOOKUP(W$6,Daten!$B$151:$M$151,Daten!$B$150:$M$150)*$Q195*24/1000)","v":0},{"$f":"IF($D195=\"\",0,(_xlfn.XLOOKUP(GH!$D195,Daten!$F$25:$F$27,Daten!$H$25:$H$27)-GH!$I195\n+IF($G195>_xlfn.XLOOKUP($D195,GI!$C$77:$G$77,GI!$C$80:$G$80),($G195-_xlfn.XLOOKUP($D195,GI!$C$77:$G$77,GI!$C$80:$G$80))/4,0))\n*_xlfn.XLOOKUP(X$6,Daten!$B$151:$M$151,Daten!$B$150:$M$150)*$Q195*24/1000)","v":0},{"$f":"IF($D195=\"\",0,(_xlfn.XLOOKUP(GH!$D195,Daten!$F$25:$F$27,Daten!$H$25:$H$27)-GH!$I195\n+IF($G195>_xlfn.XLOOKUP($D195,GI!$C$77:$G$77,GI!$C$80:$G$80),($G195-_xlfn.XLOOKUP($D195,GI!$C$77:$G$77,GI!$C$80:$G$80))/4,0))\n*_xlfn.XLOOKUP(Y$6,Daten!$B$151:$M$151,Daten!$B$150:$M$150)*$Q195*24/1000)","v":0},{"$f":"IF($D195=\"\",0,(_xlfn.XLOOKUP(GH!$D195,Daten!$F$25:$F$27,Daten!$H$25:$H$27)-GH!$I195\n+IF($G195>_xlfn.XLOOKUP($D195,GI!$C$77:$G$77,GI!$C$80:$G$80),($G195-_xlfn.XLOOKUP($D195,GI!$C$77:$G$77,GI!$C$80:$G$80))/4,0))\n*_xlfn.XLOOKUP(Z$6,Daten!$B$151:$M$151,Daten!$B$150:$M$150)*$Q195*24/1000)","v":0},{"$f":"IF($D195=\"\",0,(_xlfn.XLOOKUP(GH!$D195,Daten!$F$25:$F$27,Daten!$H$25:$H$27)-GH!$I195\n+IF($G195>_xlfn.XLOOKUP($D195,GI!$C$77:$G$77,GI!$C$80:$G$80),($G195-_xlfn.XLOOKUP($D195,GI!$C$77:$G$77,GI!$C$80:$G$80))/4,0))\n*_xlfn.XLOOKUP(AA$6,Daten!$B$151:$M$151,Daten!$B$150:$M$150)*$Q195*24/1000)","v":0},{"$f":"IF($D195=\"\",0,(_xlfn.XLOOKUP(GH!$D195,Daten!$F$25:$F$27,Daten!$H$25:$H$27)-GH!$I195\n+IF($G195>_xlfn.XLOOKUP($D195,GI!$C$77:$G$77,GI!$C$80:$G$80),($G195-_xlfn.XLOOKUP($D195,GI!$C$77:$G$77,GI!$C$80:$G$80))/4,0))\n*_xlfn.XLOOKUP(AB$6,Daten!$B$151:$M$151,Daten!$B$150:$M$150)*$Q195*24/1000)","v":0},{"$f":"IF($D195=\"\",0,(_xlfn.XLOOKUP(GH!$D195,Daten!$F$25:$F$27,Daten!$H$25:$H$27)-GH!$I195\n+IF($G195>_xlfn.XLOOKUP($D195,GI!$C$77:$G$77,GI!$C$80:$G$80),($G195-_xlfn.XLOOKUP($D195,GI!$C$77:$G$77,GI!$C$80:$G$80))/4,0))\n*_xlfn.XLOOKUP(AC$6,Daten!$B$151:$M$151,Daten!$B$150:$M$150)*$Q195*24/1000)","v":0},0]
[{"$nulls":16},{"$f":"IF($P$3,P196,E196*F196)","v":0},{"$f":"IF($D196=\"\",0,(_xlfn.XLOOKUP(GH!$D196,Daten!$F$25:$F$27,Daten!$H$25:$H$27)-GH!$I196\n+IF($G196>_xlfn.XLOOKUP($D196,GI!$C$77:$G$77,GI!$C$80:$G$80),($G196-_xlfn.XLOOKUP($D196,GI!$C$77:$G$77,GI!$C$80:$G$80))/4,0))\n*_xlfn.XLOOKUP(R$6,Daten!$B$151:$M$151,Daten!$B$150:$M$150)*$Q196*24/1000)","v":0},{"$f":"IF($D196=\"\",0,(_xlfn.XLOOKUP(GH!$D196,Daten!$F$25:$F$27,Daten!$H$25:$H$27)-GH!$I196\n+IF($G196>_xlfn.XLOOKUP($D196,GI!$C$77:$G$77,GI!$C$80:$G$80),($G196-_xlfn.XLOOKUP($D196,GI!$C$77:$G$77,GI!$C$80:$G$80))/4,0))\n*_xlfn.XLOOKUP(S$6,Daten!$B$151:$M$151,Daten!$B$150:$M$150)*$Q196*24/1000)","v":0},{"$f":"IF($D196=\"\",0,(_xlfn.XLOOKUP(GH!$D196,Daten!$F$25:$F$27,Daten!$H$25:$H$27)-GH!$I196\n+IF($G196>_xlfn.XLOOKUP($D196,GI!$C$77:$G$77,GI!$C$80:$G$80),($G196-_xlfn.XLOOKUP($D196,GI!$C$77:$G$77,GI!$C$80:$G$80))/4,0))\n*_xlfn.XLOOKUP(T$6,Daten!$B$151:$M$151,Daten!$B$150:$M$150)*$Q196*24/1000)","v":0},{"$f":"IF($D196=\"\",0,(_xlfn.XLOOKUP(GH!$D196,Daten!$F$25:$F$27,Daten!$H$25:$H$27)-GH!$I196\n+IF($G196>_xlfn.XLOOKUP($D196,GI!$C$77:$G$77,GI!$C$80:$G$80),($G196-_xlfn.XLOOKUP($D196,GI!$C$77:$G$77,GI!$C$80:$G$80))/4,0))\n*_xlfn.XLOOKUP(U$6,Daten!$B$151:$M$151,Daten!$B$150:$M$150)*$Q196*24/1000)","v":0},{"$f":"IF($D196=\"\",0,(_xlfn.XLOOKUP(GH!$D196,Daten!$F$25:$F$27,Daten!$H$25:$H$27)-GH!$I196\n+IF($G196>_xlfn.XLOOKUP($D196,GI!$C$77:$G$77,GI!$C$80:$G$80),($G196-_xlfn.XLOOKUP($D196,GI!$C$77:$G$77,GI!$C$80:$G$80))/4,0))\n*_xlfn.XLOOKUP(V$6,Daten!$B$151:$M$151,Daten!$B$150:$M$150)*$Q196*24/1000)","v":0},{"$f":"IF($D196=\"\",0,(_xlfn.XLOOKUP(GH!$D196,Daten!$F$25:$F$27,Daten!$H$25:$H$27)-GH!$I196\n+IF($G196>_xlfn.XLOOKUP($D196,GI!$C$77:$G$77,GI!$C$80:$G$80),($G196-_xlfn.XLOOKUP($D196,GI!$C$77:$G$77,GI!$C$80:$G$80))/4,0))\n*_xlfn.XLOOKUP(W$6,Daten!$B$151:$M$151,Daten!$B$150:$M$150)*$Q196*24/1000)","v":0},{"$f":"IF($D196=\"\",0,(_xlfn.XLOOKUP(GH!$D196,Daten!$F$25:$F$27,Daten!$H$25:$H$27)-GH!$I196\n+IF($G196>_xlfn.XLOOKUP($D196,GI!$C$77:$G$77,GI!$C$80:$G$80),($G196-_xlfn.XLOOKUP($D196,GI!$C$77:$G$77,GI!$C$80:$G$80))/4,0))\n*_xlfn.XLOOKUP(X$6,Daten!$B$151:$M$151,Daten!$B$150:$M$150)*$Q196*24/1000)","v":0},{"$f":"IF($D196=\"\",0,(_xlfn.XLOOKUP(GH!$D196,Daten!$F$25:$F$27,Daten!$H$25:$H$27)-GH!$I196\n+IF($G196>_xlfn.XLOOKUP($D196,GI!$C$77:$G$77,GI!$C$80:$G$80),($G196-_xlfn.XLOOKUP($D196,GI!$C$77:$G$77,GI!$C$80:$G$80))/4,0))\n*_xlfn.XLOOKUP(Y$6,Daten!$B$151:$M$151,Daten!$B$150:$M$150)*$Q196*24/1000)","v":0},{"$f":"IF($D196=\"\",0,(_xlfn.XLOOKUP(GH!$D196,Daten!$F$25:$F$27,Daten!$H$25:$H$27)-GH!$I196\n+IF($G196>_xlfn.XLOOKUP($D196,GI!$C$77:$G$77,GI!$C$80:$G$80),($G196-_xlfn.XLOOKUP($D196,GI!$C$77:$G$77,GI!$C$80:$G$80))/4,0))\n*_xlfn.XLOOKUP(Z$6,Daten!$B$151:$M$151,Daten!$B$150:$M$150)*$Q196*24/1000)","v":0},{"$f":"IF($D196=\"\",0,(_xlfn.XLOOKUP(GH!$D196,Daten!$F$25:$F$27,Daten!$H$25:$H$27)-GH!$I196\n+IF($G196>_xlfn.XLOOKUP($D196,GI!$C$77:$G$77,GI!$C$80:$G$80),($G196-_xlfn.XLOOKUP($D196,GI!$C$77:$G$77,GI!$C$80:$G$80))/4,0))\n*_xlfn.XLOOKUP(AA$6,Daten!$B$151:$M$151,Daten!$B$150:$M$150)*$Q196*24/1000)","v":0},{"$f":"IF($D196=\"\",0,(_xlfn.XLOOKUP(GH!$D196,Daten!$F$25:$F$27,Daten!$H$25:$H$27)-GH!$I196\n+IF($G196>_xlfn.XLOOKUP($D196,GI!$C$77:$G$77,GI!$C$80:$G$80),($G196-_xlfn.XLOOKUP($D196,GI!$C$77:$G$77,GI!$C$80:$G$80))/4,0))\n*_xlfn.XLOOKUP(AB$6,Daten!$B$151:$M$151,Daten!$B$150:$M$150)*$Q196*24/1000)","v":0},{"$f":"IF($D196=\"\",0,(_xlfn.XLOOKUP(GH!$D196,Daten!$F$25:$F$27,Daten!$H$25:$H$27)-GH!$I196\n+IF($G196>_xlfn.XLOOKUP($D196,GI!$C$77:$G$77,GI!$C$80:$G$80),($G196-_xlfn.XLOOKUP($D196,GI!$C$77:$G$77,GI!$C$80:$G$80))/4,0))\n*_xlfn.XLOOKUP(AC$6,Daten!$B$151:$M$151,Daten!$B$150:$M$150)*$Q196*24/1000)","v":0},0]
[{"$nulls":16},{"$f":"IF($P$3,P197,E197*F197)","v":0},{"$f":"IF($D197=\"\",0,(_xlfn.XLOOKUP(GH!$D197,Daten!$F$25:$F$27,Daten!$H$25:$H$27)-GH!$I197\n+IF($G197>_xlfn.XLOOKUP($D197,GI!$C$77:$G$77,GI!$C$80:$G$80),($G197-_xlfn.XLOOKUP($D197,GI!$C$77:$G$77,GI!$C$80:$G$80))/4,0))\n*_xlfn.XLOOKUP(R$6,Daten!$B$151:$M$151,Daten!$B$150:$M$150)*$Q197*24/1000)","v":0},{"$f":"IF($D197=\"\",0,(_xlfn.XLOOKUP(GH!$D197,Daten!$F$25:$F$27,Daten!$H$25:$H$27)-GH!$I197\n+IF($G197>_xlfn.XLOOKUP($D197,GI!$C$77:$G$77,GI!$C$80:$G$80),($G197-_xlfn.XLOOKUP($D197,GI!$C$77:$G$77,GI!$C$80:$G$80))/4,0))\n*_xlfn.XLOOKUP(S$6,Daten!$B$151:$M$151,Daten!$B$150:$M$150)*$Q197*24/1000)","v":0},{"$f":"IF($D197=\"\",0,(_xlfn.XLOOKUP(GH!$D197,Daten!$F$25:$F$27,Daten!$H$25:$H$27)-GH!$I197\n+IF($G197>_xlfn.XLOOKUP($D197,GI!$C$77:$G$77,GI!$C$80:$G$80),($G197-_xlfn.XLOOKUP($D197,GI!$C$77:$G$77,GI!$C$80:$G$80))/4,0))\n*_xlfn.XLOOKUP(T$6,Daten!$B$151:$M$151,Daten!$B$150:$M$150)*$Q197*24/1000)","v":0},{"$f":"IF($D197=\"\",0,(_xlfn.XLOOKUP(GH!$D197,Daten!$F$25:$F$27,Daten!$H$25:$H$27)-GH!$I197\n+IF($G197>_xlfn.XLOOKUP($D197,GI!$C$77:$G$77,GI!$C$80:$G$80),($G197-_xlfn.XLOOKUP($D197,GI!$C$77:$G$77,GI!$C$80:$G$80))/4,0))\n*_xlfn.XLOOKUP(U$6,Daten!$B$151:$M$151,Daten!$B$150:$M$150)*$Q197*24/1000)","v":0},{"$f":"IF($D197=\"\",0,(_xlfn.XLOOKUP(GH!$D197,Daten!$F$25:$F$27,Daten!$H$25:$H$27)-GH!$I197\n+IF($G197>_xlfn.XLOOKUP($D197,GI!$C$77:$G$77,GI!$C$80:$G$80),($G197-_xlfn.XLOOKUP($D197,GI!$C$77:$G$77,GI!$C$80:$G$80))/4,0))\n*_xlfn.XLOOKUP(V$6,Daten!$B$151:$M$151,Daten!$B$150:$M$150)*$Q197*24/1000)","v":0},{"$f":"IF($D197=\"\",0,(_xlfn.XLOOKUP(GH!$D197,Daten!$F$25:$F$27,Daten!$H$25:$H$27)-GH!$I197\n+IF($G197>_xlfn.XLOOKUP($D197,GI!$C$77:$G$77,GI!$C$80:$G$80),($G197-_xlfn.XLOOKUP($D197,GI!$C$77:$G$77,GI!$C$80:$G$80))/4,0))\n*_xlfn.XLOOKUP(W$6,Daten!$B$151:$M$151,Daten!$B$150:$M$150)*$Q197*24/1000)","v":0},{"$f":"IF($D197=\"\",0,(_xlfn.XLOOKUP(GH!$D197,Daten!$F$25:$F$27,Daten!$H$25:$H$27)-GH!$I197\n+IF($G197>_xlfn.XLOOKUP($D197,GI!$C$77:$G$77,GI!$C$80:$G$80),($G197-_xlfn.XLOOKUP($D197,GI!$C$77:$G$77,GI!$C$80:$G$80))/4,0))\n*_xlfn.XLOOKUP(X$6,Daten!$B$151:$M$151,Daten!$B$150:$M$150)*$Q197*24/1000)","v":0},{"$f":"IF($D197=\"\",0,(_xlfn.XLOOKUP(GH!$D197,Daten!$F$25:$F$27,Daten!$H$25:$H$27)-GH!$I197\n+IF($G197>_xlfn.XLOOKUP($D197,GI!$C$77:$G$77,GI!$C$80:$G$80),($G197-_xlfn.XLOOKUP($D197,GI!$C$77:$G$77,GI!$C$80:$G$80))/4,0))\n*_xlfn.XLOOKUP(Y$6,Daten!$B$151:$M$151,Daten!$B$150:$M$150)*$Q197*24/1000)","v":0},{"$f":"IF($D197=\"\",0,(_xlfn.XLOOKUP(GH!$D197,Daten!$F$25:$F$27,Daten!$H$25:$H$27)-GH!$I197\n+IF($G197>_xlfn.XLOOKUP($D197,GI!$C$77:$G$77,GI!$C$80:$G$80),($G197-_xlfn.XLOOKUP($D197,GI!$C$77:$G$77,GI!$C$80:$G$80))/4,0))\n*_xlfn.XLOOKUP(Z$6,Daten!$B$151:$M$151,Daten!$B$150:$M$150)*$Q197*24/1000)","v":0},{"$f":"IF($D197=\"\",0,(_xlfn.XLOOKUP(GH!$D197,Daten!$F$25:$F$27,Daten!$H$25:$H$27)-GH!$I197\n+IF($G197>_xlfn.XLOOKUP($D197,GI!$C$77:$G$77,GI!$C$80:$G$80),($G197-_xlfn.XLOOKUP($D197,GI!$C$77:$G$77,GI!$C$80:$G$80))/4,0))\n*_xlfn.XLOOKUP(AA$6,Daten!$B$151:$M$151,Daten!$B$150:$M$150)*$Q197*24/1000)","v":0},{"$f":"IF($D197=\"\",0,(_xlfn.XLOOKUP(GH!$D197,Daten!$F$25:$F$27,Daten!$H$25:$H$27)-GH!$I197\n+IF($G197>_xlfn.XLOOKUP($D197,GI!$C$77:$G$77,GI!$C$80:$G$80),($G197-_xlfn.XLOOKUP($D197,GI!$C$77:$G$77,GI!$C$80:$G$80))/4,0))\n*_xlfn.XLOOKUP(AB$6,Daten!$B$151:$M$151,Daten!$B$150:$M$150)*$Q197*24/1000)","v":0},{"$f":"IF($D197=\"\",0,(_xlfn.XLOOKUP(GH!$D197,Daten!$F$25:$F$27,Daten!$H$25:$H$27)-GH!$I197\n+IF($G197>_xlfn.XLOOKUP($D197,GI!$C$77:$G$77,GI!$C$80:$G$80),($G197-_xlfn.XLOOKUP($D197,GI!$C$77:$G$77,GI!$C$80:$G$80))/4,0))\n*_xlfn.XLOOKUP(AC$6,Daten!$B$151:$M$151,Daten!$B$150:$M$150)*$Q197*24/1000)","v":0},0]
[]
[null,null,"4.2.1 Fotos, Beschreibungen und Bemerkungen"]
[null,null,"Freitext. "]
[]
[null,null,"4.3 Böden gg. beheizt",{"$nulls":5},"θin [°C]",{"$nulls":4},"Summe Flächen [m²]",{"$f":"SUM(E203:E207)","v":0}]
[{"$nulls":16},{"$f":"IF($P$3,P203,E203*F203)","v":0},{"$f":"IF($D203=\"\",0,(_xlfn.XLOOKUP(GH!$D203,Daten!$F$25:$F$27,Daten!$H$25:$H$27)-GH!$I203\n+IF($G203>_xlfn.XLOOKUP($D203,GI!$C$77:$G$77,GI!$C$80:$G$80),($G203-_xlfn.XLOOKUP($D203,GI!$C$77:$G$77,GI!$C$80:$G$80))/4,0))\n*_xlfn.XLOOKUP(R$6,Daten!$B$151:$M$151,Daten!$B$150:$M$150)*$Q203*24/1000)","v":0},{"$f":"IF($D203=\"\",0,(_xlfn.XLOOKUP(GH!$D203,Daten!$F$25:$F$27,Daten!$H$25:$H$27)-GH!$I203\n+IF($G203>_xlfn.XLOOKUP($D203,GI!$C$77:$G$77,GI!$C$80:$G$80),($G203-_xlfn.XLOOKUP($D203,GI!$C$77:$G$77,GI!$C$80:$G$80))/4,0))\n*_xlfn.XLOOKUP(S$6,Daten!$B$151:$M$151,Daten!$B$150:$M$150)*$Q203*24/1000)","v":0},{"$f":"IF($D203=\"\",0,(_xlfn.XLOOKUP(GH!$D203,Daten!$F$25:$F$27,Daten!$H$25:$H$27)-GH!$I203\n+IF($G203>_xlfn.XLOOKUP($D203,GI!$C$77:$G$77,GI!$C$80:$G$80),($G203-_xlfn.XLOOKUP($D203,GI!$C$77:$G$77,GI!$C$80:$G$80))/4,0))\n*_xlfn.XLOOKUP(T$6,Daten!$B$151:$M$151,Daten!$B$150:$M$150)*$Q203*24/1000)","v":0},{"$f":"IF($D203=\"\",0,(_xlfn.XLOOKUP(GH!$D203,Daten!$F$25:$F$27,Daten!$H$25:$H$27)-GH!$I203\n+IF($G203>_xlfn.XLOOKUP($D203,GI!$C$77:$G$77,GI!$C$80:$G$80),($G203-_xlfn.XLOOKUP($D203,GI!$C$77:$G$77,GI!$C$80:$G$80))/4,0))\n*_xlfn.XLOOKUP(U$6,Daten!$B$151:$M$151,Daten!$B$150:$M$150)*$Q203*24/1000)","v":0},{"$f":"IF($D203=\"\",0,(_xlfn.XLOOKUP(GH!$D203,Daten!$F$25:$F$27,Daten!$H$25:$H$27)-GH!$I203\n+IF($G203>_xlfn.XLOOKUP($D203,GI!$C$77:$G$77,GI!$C$80:$G$80),($G203-_xlfn.XLOOKUP($D203,GI!$C$77:$G$77,GI!$C$80:$G$80))/4,0))\n*_xlfn.XLOOKUP(V$6,Daten!$B$151:$M$151,Daten!$B$150:$M$150)*$Q203*24/1000)","v":0},{"$f":"IF($D203=\"\",0,(_xlfn.XLOOKUP(GH!$D203,Daten!$F$25:$F$27,Daten!$H$25:$H$27)-GH!$I203\n+IF($G203>_xlfn.XLOOKUP($D203,GI!$C$77:$G$77,GI!$C$80:$G$80),($G203-_xlfn.XLOOKUP($D203,GI!$C$77:$G$77,GI!$C$80:$G$80))/4,0))\n*_xlfn.XLOOKUP(W$6,Daten!$B$151:$M$151,Daten!$B$150:$M$150)*$Q203*24/1000)","v":0},{"$f":"IF($D203=\"\",0,(_xlfn.XLOOKUP(GH!$D203,Daten!$F$25:$F$27,Daten!$H$25:$H$27)-GH!$I203\n+IF($G203>_xlfn.XLOOKUP($D203,GI!$C$77:$G$77,GI!$C$80:$G$80),($G203-_xlfn.XLOOKUP($D203,GI!$C$77:$G$77,GI!$C$80:$G$80))/4,0))\n*_xlfn.XLOOKUP(X$6,Daten!$B$151:$M$151,Daten!$B$150:$M$150)*$Q203*24/1000)","v":0},{"$f":"IF($D203=\"\",0,(_xlfn.XLOOKUP(GH!$D203,Daten!$F$25:$F$27,Daten!$H$25:$H$27)-GH!$I203\n+IF($G203>_xlfn.XLOOKUP($D203,GI!$C$77:$G$77,GI!$C$80:$G$80),($G203-_xlfn.XLOOKUP($D203,GI!$C$77:$G$77,GI!$C$80:$G$80))/4,0))\n*_xlfn.XLOOKUP(Y$6,Daten!$B$151:$M$151,Daten!$B$150:$M$150)*$Q203*24/1000)","v":0},{"$f":"IF($D203=\"\",0,(_xlfn.XLOOKUP(GH!$D203,Daten!$F$25:$F$27,Daten!$H$25:$H$27)-GH!$I203\n+IF($G203>_xlfn.XLOOKUP($D203,GI!$C$77:$G$77,GI!$C$80:$G$80),($G203-_xlfn.XLOOKUP($D203,GI!$C$77:$G$77,GI!$C$80:$G$80))/4,0))\n*_xlfn.XLOOKUP(Z$6,Daten!$B$151:$M$151,Daten!$B$150:$M$150)*$Q203*24/1000)","v":0},{"$f":"IF($D203=\"\",0,(_xlfn.XLOOKUP(GH!$D203,Daten!$F$25:$F$27,Daten!$H$25:$H$27)-GH!$I203\n+IF($G203>_xlfn.XLOOKUP($D203,GI!$C$77:$G$77,GI!$C$80:$G$80),($G203-_xlfn.XLOOKUP($D203,GI!$C$77:$G$77,GI!$C$80:$G$80))/4,0))\n*_xlfn.XLOOKUP(AA$6,Daten!$B$151:$M$151,Daten!$B$150:$M$150)*$Q203*24/1000)","v":0},{"$f":"IF($D203=\"\",0,(_xlfn.XLOOKUP(GH!$D203,Daten!$F$25:$F$27,Daten!$H$25:$H$27)-GH!$I203\n+IF($G203>_xlfn.XLOOKUP($D203,GI!$C$77:$G$77,GI!$C$80:$G$80),($G203-_xlfn.XLOOKUP($D203,GI!$C$77:$G$77,GI!$C$80:$G$80))/4,0))\n*_xlfn.XLOOKUP(AB$6,Daten!$B$151:$M$151,Daten!$B$150:$M$150)*$Q203*24/1000)","v":0},{"$f":"IF($D203=\"\",0,(_xlfn.XLOOKUP(GH!$D203,Daten!$F$25:$F$27,Daten!$H$25:$H$27)-GH!$I203\n+IF($G203>_xlfn.XLOOKUP($D203,GI!$C$77:$G$77,GI!$C$80:$G$80),($G203-_xlfn.XLOOKUP($D203,GI!$C$77:$G$77,GI!$C$80:$G$80))/4,0))\n*_xlfn.XLOOKUP(AC$6,Daten!$B$151:$M$151,Daten!$B$150:$M$150)*$Q203*24/1000)","v":0},0]
[{"$nulls":16},{"$f":"IF($P$3,P204,E204*F204)","v":0},{"$f":"IF($D204=\"\",0,(_xlfn.XLOOKUP(GH!$D204,Daten!$F$25:$F$27,Daten!$H$25:$H$27)-GH!$I204\n+IF($G204>_xlfn.XLOOKUP($D204,GI!$C$77:$G$77,GI!$C$80:$G$80),($G204-_xlfn.XLOOKUP($D204,GI!$C$77:$G$77,GI!$C$80:$G$80))/4,0))\n*_xlfn.XLOOKUP(R$6,Daten!$B$151:$M$151,Daten!$B$150:$M$150)*$Q204*24/1000)","v":0},{"$f":"IF($D204=\"\",0,(_xlfn.XLOOKUP(GH!$D204,Daten!$F$25:$F$27,Daten!$H$25:$H$27)-GH!$I204\n+IF($G204>_xlfn.XLOOKUP($D204,GI!$C$77:$G$77,GI!$C$80:$G$80),($G204-_xlfn.XLOOKUP($D204,GI!$C$77:$G$77,GI!$C$80:$G$80))/4,0))\n*_xlfn.XLOOKUP(S$6,Daten!$B$151:$M$151,Daten!$B$150:$M$150)*$Q204*24/1000)","v":0},{"$f":"IF($D204=\"\",0,(_xlfn.XLOOKUP(GH!$D204,Daten!$F$25:$F$27,Daten!$H$25:$H$27)-GH!$I204\n+IF($G204>_xlfn.XLOOKUP($D204,GI!$C$77:$G$77,GI!$C$80:$G$80),($G204-_xlfn.XLOOKUP($D204,GI!$C$77:$G$77,GI!$C$80:$G$80))/4,0))\n*_xlfn.XLOOKUP(T$6,Daten!$B$151:$M$151,Daten!$B$150:$M$150)*$Q204*24/1000)","v":0},{"$f":"IF($D204=\"\",0,(_xlfn.XLOOKUP(GH!$D204,Daten!$F$25:$F$27,Daten!$H$25:$H$27)-GH!$I204\n+IF($G204>_xlfn.XLOOKUP($D204,GI!$C$77:$G$77,GI!$C$80:$G$80),($G204-_xlfn.XLOOKUP($D204,GI!$C$77:$G$77,GI!$C$80:$G$80))/4,0))\n*_xlfn.XLOOKUP(U$6,Daten!$B$151:$M$151,Daten!$B$150:$M$150)*$Q204*24/1000)","v":0},{"$f":"IF($D204=\"\",0,(_xlfn.XLOOKUP(GH!$D204,Daten!$F$25:$F$27,Daten!$H$25:$H$27)-GH!$I204\n+IF($G204>_xlfn.XLOOKUP($D204,GI!$C$77:$G$77,GI!$C$80:$G$80),($G204-_xlfn.XLOOKUP($D204,GI!$C$77:$G$77,GI!$C$80:$G$80))/4,0))\n*_xlfn.XLOOKUP(V$6,Daten!$B$151:$M$151,Daten!$B$150:$M$150)*$Q204*24/1000)","v":0},{"$f":"IF($D204=\"\",0,(_xlfn.XLOOKUP(GH!$D204,Daten!$F$25:$F$27,Daten!$H$25:$H$27)-GH!$I204\n+IF($G204>_xlfn.XLOOKUP($D204,GI!$C$77:$G$77,GI!$C$80:$G$80),($G204-_xlfn.XLOOKUP($D204,GI!$C$77:$G$77,GI!$C$80:$G$80))/4,0))\n*_xlfn.XLOOKUP(W$6,Daten!$B$151:$M$151,Daten!$B$150:$M$150)*$Q204*24/1000)","v":0},{"$f":"IF($D204=\"\",0,(_xlfn.XLOOKUP(GH!$D204,Daten!$F$25:$F$27,Daten!$H$25:$H$27)-GH!$I204\n+IF($G204>_xlfn.XLOOKUP($D204,GI!$C$77:$G$77,GI!$C$80:$G$80),($G204-_xlfn.XLOOKUP($D204,GI!$C$77:$G$77,GI!$C$80:$G$80))/4,0))\n*_xlfn.XLOOKUP(X$6,Daten!$B$151:$M$151,Daten!$B$150:$M$150)*$Q204*24/1000)","v":0},{"$f":"IF($D204=\"\",0,(_xlfn.XLOOKUP(GH!$D204,Daten!$F$25:$F$27,Daten!$H$25:$H$27)-GH!$I204\n+IF($G204>_xlfn.XLOOKUP($D204,GI!$C$77:$G$77,GI!$C$80:$G$80),($G204-_xlfn.XLOOKUP($D204,GI!$C$77:$G$77,GI!$C$80:$G$80))/4,0))\n*_xlfn.XLOOKUP(Y$6,Daten!$B$151:$M$151,Daten!$B$150:$M$150)*$Q204*24/1000)","v":0},{"$f":"IF($D204=\"\",0,(_xlfn.XLOOKUP(GH!$D204,Daten!$F$25:$F$27,Daten!$H$25:$H$27)-GH!$I204\n+IF($G204>_xlfn.XLOOKUP($D204,GI!$C$77:$G$77,GI!$C$80:$G$80),($G204-_xlfn.XLOOKUP($D204,GI!$C$77:$G$77,GI!$C$80:$G$80))/4,0))\n*_xlfn.XLOOKUP(Z$6,Daten!$B$151:$M$151,Daten!$B$150:$M$150)*$Q204*24/1000)","v":0},{"$f":"IF($D204=\"\",0,(_xlfn.XLOOKUP(GH!$D204,Daten!$F$25:$F$27,Daten!$H$25:$H$27)-GH!$I204\n+IF($G204>_xlfn.XLOOKUP($D204,GI!$C$77:$G$77,GI!$C$80:$G$80),($G204-_xlfn.XLOOKUP($D204,GI!$C$77:$G$77,GI!$C$80:$G$80))/4,0))\n*_xlfn.XLOOKUP(AA$6,Daten!$B$151:$M$151,Daten!$B$150:$M$150)*$Q204*24/1000)","v":0},{"$f":"IF($D204=\"\",0,(_xlfn.XLOOKUP(GH!$D204,Daten!$F$25:$F$27,Daten!$H$25:$H$27)-GH!$I204\n+IF($G204>_xlfn.XLOOKUP($D204,GI!$C$77:$G$77,GI!$C$80:$G$80),($G204-_xlfn.XLOOKUP($D204,GI!$C$77:$G$77,GI!$C$80:$G$80))/4,0))\n*_xlfn.XLOOKUP(AB$6,Daten!$B$151:$M$151,Daten!$B$150:$M$150)*$Q204*24/1000)","v":0},{"$f":"IF($D204=\"\",0,(_xlfn.XLOOKUP(GH!$D204,Daten!$F$25:$F$27,Daten!$H$25:$H$27)-GH!$I204\n+IF($G204>_xlfn.XLOOKUP($D204,GI!$C$77:$G$77,GI!$C$80:$G$80),($G204-_xlfn.XLOOKUP($D204,GI!$C$77:$G$77,GI!$C$80:$G$80))/4,0))\n*_xlfn.XLOOKUP(AC$6,Daten!$B$151:$M$151,Daten!$B$150:$M$150)*$Q204*24/1000)","v":0},0]
[{"$nulls":16},{"$f":"IF($P$3,P205,E205*F205)","v":0},{"$f":"IF($D205=\"\",0,(_xlfn.XLOOKUP(GH!$D205,Daten!$F$25:$F$27,Daten!$H$25:$H$27)-GH!$I205\n+IF($G205>_xlfn.XLOOKUP($D205,GI!$C$77:$G$77,GI!$C$80:$G$80),($G205-_xlfn.XLOOKUP($D205,GI!$C$77:$G$77,GI!$C$80:$G$80))/4,0))\n*_xlfn.XLOOKUP(R$6,Daten!$B$151:$M$151,Daten!$B$150:$M$150)*$Q205*24/1000)","v":0},{"$f":"IF($D205=\"\",0,(_xlfn.XLOOKUP(GH!$D205,Daten!$F$25:$F$27,Daten!$H$25:$H$27)-GH!$I205\n+IF($G205>_xlfn.XLOOKUP($D205,GI!$C$77:$G$77,GI!$C$80:$G$80),($G205-_xlfn.XLOOKUP($D205,GI!$C$77:$G$77,GI!$C$80:$G$80))/4,0))\n*_xlfn.XLOOKUP(S$6,Daten!$B$151:$M$151,Daten!$B$150:$M$150)*$Q205*24/1000)","v":0},{"$f":"IF($D205=\"\",0,(_xlfn.XLOOKUP(GH!$D205,Daten!$F$25:$F$27,Daten!$H$25:$H$27)-GH!$I205\n+IF($G205>_xlfn.XLOOKUP($D205,GI!$C$77:$G$77,GI!$C$80:$G$80),($G205-_xlfn.XLOOKUP($D205,GI!$C$77:$G$77,GI!$C$80:$G$80))/4,0))\n*_xlfn.XLOOKUP(T$6,Daten!$B$151:$M$151,Daten!$B$150:$M$150)*$Q205*24/1000)","v":0},{"$f":"IF($D205=\"\",0,(_xlfn.XLOOKUP(GH!$D205,Daten!$F$25:$F$27,Daten!$H$25:$H$27)-GH!$I205\n+IF($G205>_xlfn.XLOOKUP($D205,GI!$C$77:$G$77,GI!$C$80:$G$80),($G205-_xlfn.XLOOKUP($D205,GI!$C$77:$G$77,GI!$C$80:$G$80))/4,0))\n*_xlfn.XLOOKUP(U$6,Daten!$B$151:$M$151,Daten!$B$150:$M$150)*$Q205*24/1000)","v":0},{"$f":"IF($D205=\"\",0,(_xlfn.XLOOKUP(GH!$D205,Daten!$F$25:$F$27,Daten!$H$25:$H$27)-GH!$I205\n+IF($G205>_xlfn.XLOOKUP($D205,GI!$C$77:$G$77,GI!$C$80:$G$80),($G205-_xlfn.XLOOKUP($D205,GI!$C$77:$G$77,GI!$C$80:$G$80))/4,0))\n*_xlfn.XLOOKUP(V$6,Daten!$B$151:$M$151,Daten!$B$150:$M$150)*$Q205*24/1000)","v":0},{"$f":"IF($D205=\"\",0,(_xlfn.XLOOKUP(GH!$D205,Daten!$F$25:$F$27,Daten!$H$25:$H$27)-GH!$I205\n+IF($G205>_xlfn.XLOOKUP($D205,GI!$C$77:$G$77,GI!$C$80:$G$80),($G205-_xlfn.XLOOKUP($D205,GI!$C$77:$G$77,GI!$C$80:$G$80))/4,0))\n*_xlfn.XLOOKUP(W$6,Daten!$B$151:$M$151,Daten!$B$150:$M$150)*$Q205*24/1000)","v":0},{"$f":"IF($D205=\"\",0,(_xlfn.XLOOKUP(GH!$D205,Daten!$F$25:$F$27,Daten!$H$25:$H$27)-GH!$I205\n+IF($G205>_xlfn.XLOOKUP($D205,GI!$C$77:$G$77,GI!$C$80:$G$80),($G205-_xlfn.XLOOKUP($D205,GI!$C$77:$G$77,GI!$C$80:$G$80))/4,0))\n*_xlfn.XLOOKUP(X$6,Daten!$B$151:$M$151,Daten!$B$150:$M$150)*$Q205*24/1000)","v":0},{"$f":"IF($D205=\"\",0,(_xlfn.XLOOKUP(GH!$D205,Daten!$F$25:$F$27,Daten!$H$25:$H$27)-GH!$I205\n+IF($G205>_xlfn.XLOOKUP($D205,GI!$C$77:$G$77,GI!$C$80:$G$80),($G205-_xlfn.XLOOKUP($D205,GI!$C$77:$G$77,GI!$C$80:$G$80))/4,0))\n*_xlfn.XLOOKUP(Y$6,Daten!$B$151:$M$151,Daten!$B$150:$M$150)*$Q205*24/1000)","v":0},{"$f":"IF($D205=\"\",0,(_xlfn.XLOOKUP(GH!$D205,Daten!$F$25:$F$27,Daten!$H$25:$H$27)-GH!$I205\n+IF($G205>_xlfn.XLOOKUP($D205,GI!$C$77:$G$77,GI!$C$80:$G$80),($G205-_xlfn.XLOOKUP($D205,GI!$C$77:$G$77,GI!$C$80:$G$80))/4,0))\n*_xlfn.XLOOKUP(Z$6,Daten!$B$151:$M$151,Daten!$B$150:$M$150)*$Q205*24/1000)","v":0},{"$f":"IF($D205=\"\",0,(_xlfn.XLOOKUP(GH!$D205,Daten!$F$25:$F$27,Daten!$H$25:$H$27)-GH!$I205\n+IF($G205>_xlfn.XLOOKUP($D205,GI!$C$77:$G$77,GI!$C$80:$G$80),($G205-_xlfn.XLOOKUP($D205,GI!$C$77:$G$77,GI!$C$80:$G$80))/4,0))\n*_xlfn.XLOOKUP(AA$6,Daten!$B$151:$M$151,Daten!$B$150:$M$150)*$Q205*24/1000)","v":0},{"$f":"IF($D205=\"\",0,(_xlfn.XLOOKUP(GH!$D205,Daten!$F$25:$F$27,Daten!$H$25:$H$27)-GH!$I205\n+IF($G205>_xlfn.XLOOKUP($D205,GI!$C$77:$G$77,GI!$C$80:$G$80),($G205-_xlfn.XLOOKUP($D205,GI!$C$77:$G$77,GI!$C$80:$G$80))/4,0))\n*_xlfn.XLOOKUP(AB$6,Daten!$B$151:$M$151,Daten!$B$150:$M$150)*$Q205*24/1000)","v":0},{"$f":"IF($D205=\"\",0,(_xlfn.XLOOKUP(GH!$D205,Daten!$F$25:$F$27,Daten!$H$25:$H$27)-GH!$I205\n+IF($G205>_xlfn.XLOOKUP($D205,GI!$C$77:$G$77,GI!$C$80:$G$80),($G205-_xlfn.XLOOKUP($D205,GI!$C$77:$G$77,GI!$C$80:$G$80))/4,0))\n*_xlfn.XLOOKUP(AC$6,Daten!$B$151:$M$151,Daten!$B$150:$M$150)*$Q205*24/1000)","v":0},0]
[{"$nulls":16},{"$f":"IF($P$3,P206,E206*F206)","v":0},{"$f":"IF($D206=\"\",0,(_xlfn.XLOOKUP(GH!$D206,Daten!$F$25:$F$27,Daten!$H$25:$H$27)-GH!$I206\n+IF($G206>_xlfn.XLOOKUP($D206,GI!$C$77:$G$77,GI!$C$80:$G$80),($G206-_xlfn.XLOOKUP($D206,GI!$C$77:$G$77,GI!$C$80:$G$80))/4,0))\n*_xlfn.XLOOKUP(R$6,Daten!$B$151:$M$151,Daten!$B$150:$M$150)*$Q206*24/1000)","v":0},{"$f":"IF($D206=\"\",0,(_xlfn.XLOOKUP(GH!$D206,Daten!$F$25:$F$27,Daten!$H$25:$H$27)-GH!$I206\n+IF($G206>_xlfn.XLOOKUP($D206,GI!$C$77:$G$77,GI!$C$80:$G$80),($G206-_xlfn.XLOOKUP($D206,GI!$C$77:$G$77,GI!$C$80:$G$80))/4,0))\n*_xlfn.XLOOKUP(S$6,Daten!$B$151:$M$151,Daten!$B$150:$M$150)*$Q206*24/1000)","v":0},{"$f":"IF($D206=\"\",0,(_xlfn.XLOOKUP(GH!$D206,Daten!$F$25:$F$27,Daten!$H$25:$H$27)-GH!$I206\n+IF($G206>_xlfn.XLOOKUP($D206,GI!$C$77:$G$77,GI!$C$80:$G$80),($G206-_xlfn.XLOOKUP($D206,GI!$C$77:$G$77,GI!$C$80:$G$80))/4,0))\n*_xlfn.XLOOKUP(T$6,Daten!$B$151:$M$151,Daten!$B$150:$M$150)*$Q206*24/1000)","v":0},{"$f":"IF($D206=\"\",0,(_xlfn.XLOOKUP(GH!$D206,Daten!$F$25:$F$27,Daten!$H$25:$H$27)-GH!$I206\n+IF($G206>_xlfn.XLOOKUP($D206,GI!$C$77:$G$77,GI!$C$80:$G$80),($G206-_xlfn.XLOOKUP($D206,GI!$C$77:$G$77,GI!$C$80:$G$80))/4,0))\n*_xlfn.XLOOKUP(U$6,Daten!$B$151:$M$151,Daten!$B$150:$M$150)*$Q206*24/1000)","v":0},{"$f":"IF($D206=\"\",0,(_xlfn.XLOOKUP(GH!$D206,Daten!$F$25:$F$27,Daten!$H$25:$H$27)-GH!$I206\n+IF($G206>_xlfn.XLOOKUP($D206,GI!$C$77:$G$77,GI!$C$80:$G$80),($G206-_xlfn.XLOOKUP($D206,GI!$C$77:$G$77,GI!$C$80:$G$80))/4,0))\n*_xlfn.XLOOKUP(V$6,Daten!$B$151:$M$151,Daten!$B$150:$M$150)*$Q206*24/1000)","v":0},{"$f":"IF($D206=\"\",0,(_xlfn.XLOOKUP(GH!$D206,Daten!$F$25:$F$27,Daten!$H$25:$H$27)-GH!$I206\n+IF($G206>_xlfn.XLOOKUP($D206,GI!$C$77:$G$77,GI!$C$80:$G$80),($G206-_xlfn.XLOOKUP($D206,GI!$C$77:$G$77,GI!$C$80:$G$80))/4,0))\n*_xlfn.XLOOKUP(W$6,Daten!$B$151:$M$151,Daten!$B$150:$M$150)*$Q206*24/1000)","v":0},{"$f":"IF($D206=\"\",0,(_xlfn.XLOOKUP(GH!$D206,Daten!$F$25:$F$27,Daten!$H$25:$H$27)-GH!$I206\n+IF($G206>_xlfn.XLOOKUP($D206,GI!$C$77:$G$77,GI!$C$80:$G$80),($G206-_xlfn.XLOOKUP($D206,GI!$C$77:$G$77,GI!$C$80:$G$80))/4,0))\n*_xlfn.XLOOKUP(X$6,Daten!$B$151:$M$151,Daten!$B$150:$M$150)*$Q206*24/1000)","v":0},{"$f":"IF($D206=\"\",0,(_xlfn.XLOOKUP(GH!$D206,Daten!$F$25:$F$27,Daten!$H$25:$H$27)-GH!$I206\n+IF($G206>_xlfn.XLOOKUP($D206,GI!$C$77:$G$77,GI!$C$80:$G$80),($G206-_xlfn.XLOOKUP($D206,GI!$C$77:$G$77,GI!$C$80:$G$80))/4,0))\n*_xlfn.XLOOKUP(Y$6,Daten!$B$151:$M$151,Daten!$B$150:$M$150)*$Q206*24/1000)","v":0},{"$f":"IF($D206=\"\",0,(_xlfn.XLOOKUP(GH!$D206,Daten!$F$25:$F$27,Daten!$H$25:$H$27)-GH!$I206\n+IF($G206>_xlfn.XLOOKUP($D206,GI!$C$77:$G$77,GI!$C$80:$G$80),($G206-_xlfn.XLOOKUP($D206,GI!$C$77:$G$77,GI!$C$80:$G$80))/4,0))\n*_xlfn.XLOOKUP(Z$6,Daten!$B$151:$M$151,Daten!$B$150:$M$150)*$Q206*24/1000)","v":0},{"$f":"IF($D206=\"\",0,(_xlfn.XLOOKUP(GH!$D206,Daten!$F$25:$F$27,Daten!$H$25:$H$27)-GH!$I206\n+IF($G206>_xlfn.XLOOKUP($D206,GI!$C$77:$G$77,GI!$C$80:$G$80),($G206-_xlfn.XLOOKUP($D206,GI!$C$77:$G$77,GI!$C$80:$G$80))/4,0))\n*_xlfn.XLOOKUP(AA$6,Daten!$B$151:$M$151,Daten!$B$150:$M$150)*$Q206*24/1000)","v":0},{"$f":"IF($D206=\"\",0,(_xlfn.XLOOKUP(GH!$D206,Daten!$F$25:$F$27,Daten!$H$25:$H$27)-GH!$I206\n+IF($G206>_xlfn.XLOOKUP($D206,GI!$C$77:$G$77,GI!$C$80:$G$80),($G206-_xlfn.XLOOKUP($D206,GI!$C$77:$G$77,GI!$C$80:$G$80))/4,0))\n*_xlfn.XLOOKUP(AB$6,Daten!$B$151:$M$151,Daten!$B$150:$M$150)*$Q206*24/1000)","v":0},{"$f":"IF($D206=\"\",0,(_xlfn.XLOOKUP(GH!$D206,Daten!$F$25:$F$27,Daten!$H$25:$H$27)-GH!$I206\n+IF($G206>_xlfn.XLOOKUP($D206,GI!$C$77:$G$77,GI!$C$80:$G$80),($G206-_xlfn.XLOOKUP($D206,GI!$C$77:$G$77,GI!$C$80:$G$80))/4,0))\n*_xlfn.XLOOKUP(AC$6,Daten!$B$151:$M$151,Daten!$B$150:$M$150)*$Q206*24/1000)","v":0},0]
[{"$nulls":16},{"$f":"IF($P$3,P207,E207*F207)","v":0},{"$f":"IF($D207=\"\",0,(_xlfn.XLOOKUP(GH!$D207,Daten!$F$25:$F$27,Daten!$H$25:$H$27)-GH!$I207\n+IF($G207>_xlfn.XLOOKUP($D207,GI!$C$77:$G$77,GI!$C$80:$G$80),($G207-_xlfn.XLOOKUP($D207,GI!$C$77:$G$77,GI!$C$80:$G$80))/4,0))\n*_xlfn.XLOOKUP(R$6,Daten!$B$151:$M$151,Daten!$B$150:$M$150)*$Q207*24/1000)","v":0},{"$f":"IF($D207=\"\",0,(_xlfn.XLOOKUP(GH!$D207,Daten!$F$25:$F$27,Daten!$H$25:$H$27)-GH!$I207\n+IF($G207>_xlfn.XLOOKUP($D207,GI!$C$77:$G$77,GI!$C$80:$G$80),($G207-_xlfn.XLOOKUP($D207,GI!$C$77:$G$77,GI!$C$80:$G$80))/4,0))\n*_xlfn.XLOOKUP(S$6,Daten!$B$151:$M$151,Daten!$B$150:$M$150)*$Q207*24/1000)","v":0},{"$f":"IF($D207=\"\",0,(_xlfn.XLOOKUP(GH!$D207,Daten!$F$25:$F$27,Daten!$H$25:$H$27)-GH!$I207\n+IF($G207>_xlfn.XLOOKUP($D207,GI!$C$77:$G$77,GI!$C$80:$G$80),($G207-_xlfn.XLOOKUP($D207,GI!$C$77:$G$77,GI!$C$80:$G$80))/4,0))\n*_xlfn.XLOOKUP(T$6,Daten!$B$151:$M$151,Daten!$B$150:$M$150)*$Q207*24/1000)","v":0},{"$f":"IF($D207=\"\",0,(_xlfn.XLOOKUP(GH!$D207,Daten!$F$25:$F$27,Daten!$H$25:$H$27)-GH!$I207\n+IF($G207>_xlfn.XLOOKUP($D207,GI!$C$77:$G$77,GI!$C$80:$G$80),($G207-_xlfn.XLOOKUP($D207,GI!$C$77:$G$77,GI!$C$80:$G$80))/4,0))\n*_xlfn.XLOOKUP(U$6,Daten!$B$151:$M$151,Daten!$B$150:$M$150)*$Q207*24/1000)","v":0},{"$f":"IF($D207=\"\",0,(_xlfn.XLOOKUP(GH!$D207,Daten!$F$25:$F$27,Daten!$H$25:$H$27)-GH!$I207\n+IF($G207>_xlfn.XLOOKUP($D207,GI!$C$77:$G$77,GI!$C$80:$G$80),($G207-_xlfn.XLOOKUP($D207,GI!$C$77:$G$77,GI!$C$80:$G$80))/4,0))\n*_xlfn.XLOOKUP(V$6,Daten!$B$151:$M$151,Daten!$B$150:$M$150)*$Q207*24/1000)","v":0},{"$f":"IF($D207=\"\",0,(_xlfn.XLOOKUP(GH!$D207,Daten!$F$25:$F$27,Daten!$H$25:$H$27)-GH!$I207\n+IF($G207>_xlfn.XLOOKUP($D207,GI!$C$77:$G$77,GI!$C$80:$G$80),($G207-_xlfn.XLOOKUP($D207,GI!$C$77:$G$77,GI!$C$80:$G$80))/4,0))\n*_xlfn.XLOOKUP(W$6,Daten!$B$151:$M$151,Daten!$B$150:$M$150)*$Q207*24/1000)","v":0},{"$f":"IF($D207=\"\",0,(_xlfn.XLOOKUP(GH!$D207,Daten!$F$25:$F$27,Daten!$H$25:$H$27)-GH!$I207\n+IF($G207>_xlfn.XLOOKUP($D207,GI!$C$77:$G$77,GI!$C$80:$G$80),($G207-_xlfn.XLOOKUP($D207,GI!$C$77:$G$77,GI!$C$80:$G$80))/4,0))\n*_xlfn.XLOOKUP(X$6,Daten!$B$151:$M$151,Daten!$B$150:$M$150)*$Q207*24/1000)","v":0},{"$f":"IF($D207=\"\",0,(_xlfn.XLOOKUP(GH!$D207,Daten!$F$25:$F$27,Daten!$H$25:$H$27)-GH!$I207\n+IF($G207>_xlfn.XLOOKUP($D207,GI!$C$77:$G$77,GI!$C$80:$G$80),($G207-_xlfn.XLOOKUP($D207,GI!$C$77:$G$77,GI!$C$80:$G$80))/4,0))\n*_xlfn.XLOOKUP(Y$6,Daten!$B$151:$M$151,Daten!$B$150:$M$150)*$Q207*24/1000)","v":0},{"$f":"IF($D207=\"\",0,(_xlfn.XLOOKUP(GH!$D207,Daten!$F$25:$F$27,Daten!$H$25:$H$27)-GH!$I207\n+IF($G207>_xlfn.XLOOKUP($D207,GI!$C$77:$G$77,GI!$C$80:$G$80),($G207-_xlfn.XLOOKUP($D207,GI!$C$77:$G$77,GI!$C$80:$G$80))/4,0))\n*_xlfn.XLOOKUP(Z$6,Daten!$B$151:$M$151,Daten!$B$150:$M$150)*$Q207*24/1000)","v":0},{"$f":"IF($D207=\"\",0,(_xlfn.XLOOKUP(GH!$D207,Daten!$F$25:$F$27,Daten!$H$25:$H$27)-GH!$I207\n+IF($G207>_xlfn.XLOOKUP($D207,GI!$C$77:$G$77,GI!$C$80:$G$80),($G207-_xlfn.XLOOKUP($D207,GI!$C$77:$G$77,GI!$C$80:$G$80))/4,0))\n*_xlfn.XLOOKUP(AA$6,Daten!$B$151:$M$151,Daten!$B$150:$M$150)*$Q207*24/1000)","v":0},{"$f":"IF($D207=\"\",0,(_xlfn.XLOOKUP(GH!$D207,Daten!$F$25:$F$27,Daten!$H$25:$H$27)-GH!$I207\n+IF($G207>_xlfn.XLOOKUP($D207,GI!$C$77:$G$77,GI!$C$80:$G$80),($G207-_xlfn.XLOOKUP($D207,GI!$C$77:$G$77,GI!$C$80:$G$80))/4,0))\n*_xlfn.XLOOKUP(AB$6,Daten!$B$151:$M$151,Daten!$B$150:$M$150)*$Q207*24/1000)","v":0},{"$f":"IF($D207=\"\",0,(_xlfn.XLOOKUP(GH!$D207,Daten!$F$25:$F$27,Daten!$H$25:$H$27)-GH!$I207\n+IF($G207>_xlfn.XLOOKUP($D207,GI!$C$77:$G$77,GI!$C$80:$G$80),($G207-_xlfn.XLOOKUP($D207,GI!$C$77:$G$77,GI!$C$80:$G$80))/4,0))\n*_xlfn.XLOOKUP(AC$6,Daten!$B$151:$M$151,Daten!$B$150:$M$150)*$Q207*24/1000)","v":0},0]
[]
[null,null,"4.3.1 Fotos, Beschreibungen und Bemerkungen"]
[null,null,"Freitext. "]
[]
[{"$nulls":16},"summe nach kategorie zuerst, dann summe über kategorien! Sonst stimmt das mit /m² nicht!!"]
[{"$nulls":16},"Summe Qti [kWh/m²]",{"$nulls":13},"Summe Qsi [kWh/m²]"]
[{"$nulls":16},{"$f":"Kat_1","v":0}]
[{"$nulls":16}," gegen aussen",{"$f":"SUMIF($D$10:$D$97,$Q$214,R$10:R$97)/EBF_1","v":0},0,0,0,0,0,0,0,0,0,0,0,0,{"$f":"SUMIF($D$48:$D$77,$Q$214,AE$48:AE$77)/EBF_1","v":0},0,0,0,0,0,0,0,0,0,0,0,0]
[{"$nulls":16}," gegen unbeh./erde",{"$f":"SUMIF($D$104:$D$149,$Q$214,R$104:R$149)/EBF_1","v":0},0,0,0,0,0,0,0,0,0,0,0,0]
[{"$nulls":16}," wärmebrücken",{"$f":"SUMIF($D$157:$D$177,$Q$214,R$157:R$177)/EBF_1","v":0},0,0,0,0,0,0,0,0,0,0,0,0]
[{"$nulls":16}," gegen innen",{"$f":"SUMIF($D$184:$D$207,$Q$214,R$184:R$207)/EBF_1","v":0},0,0,0,0,0,0,0,0,0,0,0,0]
[{"$nulls":16}," Total",{"$f":"SUM(R215:R218)","v":0},{"$f":"SUM(S215:S218)","v":0},0,0,0,0,0,0,0,0,0,0,0]
[]
[{"$nulls":16},{"$f":"Kat_2","v":0}]
[{"$nulls":16}," gegen aussen",{"$f":"SUMIF($D$10:$D$97,$Q$221,R$10:R$97)/EBF_2","v":0},0,0,0,0,0,0,0,0,0,0,0,0,{"$f":"SUMIF($D$48:$D$77,$Q$221,AE$48:AE$77)/EBF_2","v":0},0,0,0,0,0,0,0,0,0,0,0,0]
[{"$nulls":16}," gegen unbeh./erde",{"$f":"SUMIF($D$104:$D$149,$Q$221,R$104:R$149)/EBF_2","v":0},0,0,0,0,0,0,0,0,0,0,0,0]
[{"$nulls":16}," wärmebrücken",{"$f":"SUMIF($D$157:$D$177,$Q$221,R$157:R$177)/EBF_2","v":0},0,0,0,0,0,0,0,0,0,0,0,0]
[{"$nulls":16}," gegen innen",{"$f":"SUMIF($D$184:$D$207,$Q$221,R$184:R$207)/EBF_2","v":0},0,0,0,0,0,0,0,0,0,0,0,0]
[{"$nulls":16}," Total",{"$f":"SUM(R222:R225)","v":0},{"$f":"SUM(S222:S225)","v":0},0,0,0,0,0,0,0,0,0,0,0]
[]
[{"$nulls":16},{"$f":"Kat_3","v":0}]
[{"$nulls":16}," gegen aussen",{"$f":"SUMIF($D$10:$D$97,$Q$228,R$10:R$97)/EBF_3","v":0},0,0,0,0,0,0,0,0,0,0,0,0,{"$f":"SUMIF($D$48:$D$77,$Q$228,AE$48:AE$77)/EBF_3","v":0},0,0,0,0,0,0,0,0,0,0,0,0]
[{"$nulls":16}," gegen unbeh./erde",{"$f":"SUMIF($D$104:$D$149,$Q$228,R$104:R$149)/EBF_3","v":0},0,0,0,0,0,0,0,0,0,0,0,0]
[{"$nulls":16}," wärmebrücken",{"$f":"SUMIF($D$157:$D$177,$Q$228,R$157:R$177)/EBF_3","v":0},0,0,0,0,0,0,0,0,0,0,0,0]
[{"$nulls":16}," gegen innen",{"$f":"SUMIF($D$184:$D$207,$Q$228,R$184:R$207)/EBF_3","v":0},0,0,0,0,0,0,0,0,0,0,0,0]
[{"$nulls":16}," Total",{"$f":"SUM(R229:R232)","v":0},{"$f":"SUM(S229:S232)","v":0},0,0,0,0,0,0,0,0,0,0,0]
[]
[{"$nulls":16},"Summe kombiniert","gewichtet nach EBF"]
[{"$nulls":16}," gegen aussen",{"$f":"(R215*EBF_1+R222*EBF_2+R229*EBF_3)/EBF_tot","v":0},{"$f":"(S215*EBF_1+S222*EBF_2+S229*EBF_3)/EBF_tot","v":0},0,0,0,0,0,0,0,0,0,0,0,{"$f":"SUM(AE215*EBF_1,AE222*EBF_2,AE229*EBF_3)/EBF_tot","v":0},{"$f":"SUM(AF215*EBF_1,AF222*EBF_2,AF229*EBF_3)/EBF_tot","v":0},0,0,0,0,0,0,0,0,0,0,0]
[{"$nulls":16}," gegen unbeh./erde",{"$f":"(R216*EBF_1+R223*EBF_2+R230*EBF_3)/EBF_tot","v":0},0,0,0,0,0,0,0,0,0,0,0,0]
[{"$nulls":16}," wärmebrücken",{"$f":"(R217*EBF_1+R224*EBF_2+R231*EBF_3)/EBF_tot","v":0},0,0,0,0,0,0,0,0,0,0,0,0]
[{"$nulls":16}," gegen innen",{"$f":"(R218*EBF_1+R225*EBF_2+R232*EBF_3)/EBF_tot","v":0},0,0,0,0,0,0,0,0,0,0,0,0]
[{"$nulls":16},"Total kombiniert",{"$f":"(R219*EBF_1+R226*EBF_2+R233*EBF_3)/EBF_tot","v":0},0,0,0,0,0,0,0,0,0,0,0,{"$f":"(AD219*EBF_1+AD226*EBF_2+AD233*EBF_3)/EBF_tot","v":0}]
[]
[{"$nulls":16},"Anteile"]
[{"$nulls":16}," gegen aussen",{"$f":"IF(R$199=0,0,R236/R$199)","v":{"v":0,"d":"0.0%"}},{"$f":"IF(S$199=0,0,S236/S$199)","v":{"v":0,"d":"0.0%"}},{"v":0,"d":"0.0%"},{"v":0,"d":"0.0%"},{"v":0,"d":"0.0%"},{"v":0,"d":"0.0%"},{"v":0,"d":"0.0%"},{"v":0,"d":"0.0%"},{"v":0,"d":"0.0%"},{"v":0,"d":"0.0%"},{"v":0,"d":"0.0%"},{"v":0,"d":"0.0%"},{"v":0,"d":"0.0%"}]
[{"$nulls":16}," gegen unbeh./erde",{"v":0,"d":"0.0%"},{"v":0,"d":"0.0%"},{"v":0,"d":"0.0%"},{"v":0,"d":"0.0%"},{"v":0,"d":"0.0%"},{"v":0,"d":"0.0%"},{"v":0,"d":"0.0%"},{"v":0,"d":"0.0%"},{"v":0,"d":"0.0%"},{"v":0,"d":"0.0%"},{"v":0,"d":"0.0%"},{"v":0,"d":"0.0%"},{"v":0,"d":"0.0%"}]
[{"$nulls":16}," wärmebrücken",{"v":0,"d":"0.0%"},{"v":0,"d":"0.0%"},{"v":0,"d":"0.0%"},{"v":0,"d":"0.0%"},{"v":0,"d":"0.0%"},{"v":0,"d":"0.0%"},{"v":0,"d":"0.0%"},{"v":0,"d":"0.0%"},{"v":0,"d":"0.0%"},{"v":0,"d":"0.0%"},{"v":0,"d":"0.0%"},{"v":0,"d":"0.0%"},{"v":0,"d":"0.0%"}]
[{"$nulls":16}," gegen innen",{"v":0,"d":"0.0%"},{"v":0,"d":"0.0%"},{"v":0,"d":"0.0%"},{"v":0,"d":"0.0%"},{"v":0,"d":"0.0%"},{"v":0,"d":"0.0%"},{"v":0,"d":"0.0%"},{"v":0,"d":"0.0%"},{"v":0,"d":"0.0%"},{"v":0,"d":"0.0%"},{"v":0,"d":"0.0%"},{"v":0,"d":"0.0%"},{"v":0,"d":"0.0%"}]
[]
[{"$nulls":16},{"$f":"Kat_1","v":0},{"$f":"IF(R$240=0,0,R$219/R$240)","v":{"v":0,"d":"0.0%"}},{"$f":"IF(S$240=0,0,S$219/S$240)","v":{"v":0,"d":"0.0%"}},{"v":0,"d":"0.0%"},{"v":0,"d":"0.0%"},{"v":0,"d":"0.0%"},{"v":0,"d":"0.0%"},{"v":0,"d":"0.0%"},{"v":0,"d":"0.0%"},{"v":0,"d":"0.0%"},{"v":0,"d":"0.0%"},{"v":0,"d":"0.0%"},{"v":0,"d":"0.0%"},{"$f":"IF(AD$240=0,0,AD$219/AD$240)","v":{"v":0,"d":"0.0%"}}]
[{"$nulls":16},{"$f":"Kat_2","v":0},{"$f":"IF(R$240=0,0,R$226/R$240)","v":{"v":0,"d":"0.0%"}},{"$f":"IF(S$240=0,0,S$226/S$240)","v":{"v":0,"d":"0.0%"}},{"v":0,"d":"0.0%"},{"v":0,"d":"0.0%"},{"v":0,"d":"0.0%"},{"v":0,"d":"0.0%"},{"v":0,"d":"0.0%"},{"v":0,"d":"0.0%"},{"v":0,"d":"0.0%"},{"v":0,"d":"0.0%"},{"v":0,"d":"0.0%"},{"v":0,"d":"0.0%"},{"v":0,"d":"0.0%"}]
[{"$nulls":16},{"$f":"Kat_3","v":0},{"$f":"IF(R$240=0,0,R$233/R$240)","v":{"v":0,"d":"0.0%"}},{"$f":"IF(S$240=0,0,S$233/S$240)","v":{"v":0,"d":"0.0%"}},{"v":0,"d":"0.0%"},{"v":0,"d":"0.0%"},{"v":0,"d":"0.0%"},{"v":0,"d":"0.0%"},{"v":0,"d":"0.0%"},{"v":0,"d":"0.0%"},{"v":0,"d":"0.0%"},{"v":0,"d":"0.0%"},{"v":0,"d":"0.0%"},{"v":0,"d":"0.0%"},{"v":0,"d":"0.0%"}]

{"sheet":"QH","index":4,"n_rows":167,"n_cols":25,"rows_kept":167,"merged":[[65,5,65,6],[66,5,66,6],[67,5,67,6],[68,5,68,6],[69,5,69,6],[70,5,70,6]]}
[]
[null,"Gebäude-Energie-Analyse-Tool"]
[null,"C. Berechnung des Heizwärmebedarfs QH nach SIA 380/1:2016"]
[{"$nulls":5},"Total","Jan","Feb","Mär","Apr","Mai","Jun","Jul","Aug","Sep","Okt","Nov","Dez"]
[]
[null,"1 Transmissionswärmeverluste QT",{"$nulls":22},"Kommentare:"]
[null,null,{"$f":"IF(Kat_1=0,\"keine Auswahl\",\"Nutzung 1: \" & TEXT(Kat_1, \"0\"))","v":"keine Auswahl"}]
[null,null,"QTA","[kWh/m²]","gg. aussen",{"$f":"SUM(G8:R8)","v":{"v":0,"d":"0.00"}},{"$f":"GH!R215","v":{"v":0,"d":"0.00"}},{"$f":"GH!S215","v":{"v":0,"d":"0.00"}},{"$f":"GH!T215","v":{"v":0,"d":"0.00"}},{"$f":"GH!U215","v":{"v":0,"d":"0.00"}},{"$f":"GH!V215","v":{"v":0,"d":"0.00"}},{"$f":"GH!W215","v":{"v":0,"d":"0.00"}},{"$f":"GH!X215","v":{"v":0,"d":"0.00"}},{"$f":"GH!Y215","v":{"v":0,"d":"0.00"}},{"$f":"GH!Z215","v":{"v":0,"d":"0.00"}},{"$f":"GH!AA215","v":{"v":0,"d":"0.00"}},{"$f":"GH!AB215","v":{"v":0,"d":"0.00"}},{"$f":"GH!AC215","v":{"v":0,"d":"0.00"}}]
[null,null,"QTuE","[kWh/m²]","gg. unbeheizt / Erde",{"$f":"SUM(G9:R9)","v":{"v":0,"d":"0.00"}},{"$f":"GH!R216","v":{"v":0,"d":"0.00"}},{"$f":"GH!S216","v":{"v":0,"d":"0.00"}},{"$f":"GH!T216","v":{"v":0,"d":"0.00"}},{"$f":"GH!U216","v":{"v":0,"d":"0.00"}},{"$f":"GH!V216","v":{"v":0,"d":"0.00"}},{"$f":"GH!W216","v":{"v":0,"d":"0.00"}},{"$f":"GH!X216","v":{"v":0,"d":"0.00"}},{"$f":"GH!Y216","v":{"v":0,"d":"0.00"}},{"$f":"GH!Z216","v":{"v":0,"d":"0.00"}},{"$f":"GH!AA216","v":{"v":0,"d":"0.00"}},{"$f":"GH!AB216","v":{"v":0,"d":"0.00"}},{"$f":"GH!AC216","v":{"v":0,"d":"0.00"}}]
[null,null,"Qlp","[kWh/m²]","Wärmebrücken",{"v":0,"d":"0.00"},{"$f":"GH!R217","v":{"v":0,"d":"0.00"}},{"$f":"GH!S217","v":{"v":0,"d":"0.00"}},{"$f":"GH!T217","v":{"v":0,"d":"0.00"}},{"$f":"GH!U217","v":{"v":0,"d":"0.00"}},{"$f":"GH!V217","v":{"v":0,"d":"0.00"}},{"$f":"GH!W217","v":{"v":0,"d":"0.00"}},{"$f":"GH!X217","v":{"v":0,"d":"0.00"}},{"$f":"GH!Y217","v":{"v":0,"d":"0.00"}},{"$f":"GH!Z217","v":{"v":0,"d":"0.00"}},{"$f":"GH!AA217","v":{"v":0,"d":"0.00"}},{"$f":"GH!AB217","v":{"v":0,"d":"0.00"}},{"$f":"GH!AC217","v":{"v":0,"d":"0.00"}}]
[null,null,"QTn","[kWh/m²]","gg. beheizt",{"v":0,"d":"0.00"},{"$f":"GH!R218","v":{"v":0,"d":"0.00"}},{"$f":"GH!S218","v":{"v":0,"d":"0.00"}},{"$f":"GH!T218","v":{"v":0,"d":"0.00"}},{"$f":"GH!U218","v":{"v":0,"d":"0.00"}},{"$f":"GH!V218","v":{"v":0,"d":"0.00"}},{"$f":"GH!W218","v":{"v":0,"d":"0.00"}},{"$f":"GH!X218","v":{"v":0,"d":"0.00"}},{"$f":"GH!Y218","v":{"v":0,"d":"0.00"}},{"$f":"GH!Z218","v":{"v":0,"d":"0.00"}},{"$f":"GH!AA218","v":{"v":0,"d":"0.00"}},{"$f":"GH!AB218","v":{"v":0,"d":"0.00"}},{"$f":"GH!AC218","v":{"v":0,"d":"0.00"}}]
[null,null,"QT","[kWh/m²]","Summe",{"v":0,"d":"0.00"},{"$f":"GH!R219","v":{"v":0,"d":"0.00"}},{"$f":"GH!S219","v":{"v":0,"d":"0.00"}},{"$f":"GH!T219","v":{"v":0,"d":"0.00"}},{"$f":"GH!U219","v":{"v":0,"d":"0.00"}},{"$f":"GH!V219","v":{"v":0,"d":"0.00"}},{"$f":"GH!W219","v":{"v":0,"d":"0.00"}},{"$f":"GH!X219","v":{"v":0,"d":"0.00"}},{"$f":"GH!Y219","v":{"v":0,"d":"0.00"}},{"$f":"GH!Z219","v":{"v":0,"d":"0.00"}},{"$f":"GH!AA219","v":{"v":0,"d":"0.00"}},{"$f":"GH!AB219","v":{"v":0,"d":"0.00"}},{"$f":"GH!AC219","v":{"v":0,"d":"0.00"}}]
[]
[null,null,{"$f":"IF(Kat_2=0,\"keine Auswahl\",\"Nutzung 2: \" & TEXT(Kat_2, \"0\"))","v":"keine Auswahl"}]
[null,null,"QTA","[kWh/m²]","gg. aussen",{"v":0,"d":"0.00"},{"$f":"GH!R222","v":{"v":0,"d":"0.00"}},{"$f":"GH!S222","v":{"v":0,"d":"0.00"}},{"$f":"GH!T222","v":{"v":0,"d":"0.00"}},{"$f":"GH!U222","v":{"v":0,"d":"0.00"}},{"$f":"GH!V222","v":{"v":0,"d":"0.00"}},{"$f":"GH!W222","v":{"v":0,"d":"0.00"}},{"$f":"GH!X222","v":{"v":0,"d":"0.00"}},{"$f":"GH!Y222","v":{"v":0,"d":"0.00"}},{"$f":"GH!Z222","v":{"v":0,"d":"0.00"}},{"$f":"GH!AA222","v":{"v":0,"d":"0.00"}},{"$f":"GH!AB222","v":{"v":0,"d":"0.00"}},{"$f":"GH!AC222","v":{"v":0,"d":"0.00"}}]
[null,null,"QTuE","[kWh/m²]","gg. unbeheizt / Erde",{"v":0,"d":"0.00"},{"$f":"GH!R223","v":{"v":0,"d":"0.00"}},{"$f":"GH!S223","v":{"v":0,"d":"0.00"}},{"$f":"GH!T223","v":{"v":0,"d":"0.00"}},{"$f":"GH!U223","v":{"v":0,"d":"0.00"}},{"$f":"GH!V223","v":{"v":0,"d":"0.00"}},{"$f":"GH!W223","v":{"v":0,"d":"0.00"}},{"$f":"GH!X223","v":{"v":0,"d":"0.00"}},{"$f":"GH!Y223","v":{"v":0,"d":"0.00"}},{"$f":"GH!Z223","v":{"v":0,"d":"0.00"}},{"$f":"GH!AA223","v":{"v":0,"d":"0.00"}},{"$f":"GH!AB223","v":{"v":0,"d":"0.00"}},{"$f":"GH!AC223","v":{"v":0,"d":"0.00"}}]
[null,null,"Qlp","[kWh/m²]","Wärmebrücken",{"v":0,"d":"0.00"},{"$f":"GH!R224","v":{"v":0,"d":"0.00"}},{"$f":"GH!S224","v":{"v":0,"d":"0.00"}},{"$f":"GH!T224","v":{"v":0,"d":"0.00"}},{"$f":"GH!U224","v":{"v":0,"d":"0.00"}},{"$f":"GH!V224","v":{"v":0,"d":"0.00"}},{"$f":"GH!W224","v":{"v":0,"d":"0.00"}},{"$f":"GH!X224","v":{"v":0,"d":"0.00"}},{"$f":"GH!Y224","v":{"v":0,"d":"0.00"}},{"$f":"GH!Z224","v":{"v":0,"d":"0.00"}},{"$f":"GH!AA224","v":{"v":0,"d":"0.00"}},{"$f":"GH!AB224","v":{"v":0,"d":"0.00"}},{"$f":"GH!AC224","v":{"v":0,"d":"0.00"}}]
[null,null,"QTn","[kWh/m²]","gg. beheizt",{"v":0,"d":"0.00"},{"$f":"GH!R225","v":{"v":0,"d":"0.00"}},{"$f":"GH!S225","v":{"v":0,"d":"0.00"}},{"$f":"GH!T225","v":{"v":0,"d":"0.00"}},{"$f":"GH!U225","v":{"v":0,"d":"0.00"}},{"$f":"GH!V225","v":{"v":0,"d":"0.00"}},{"$f":"GH!W225","v":{"v":0,"d":"0.00"}},{"$f":"GH!X225","v":{"v":0,"d":"0.00"}},{"$f":"GH!Y225","v":{"v":0,"d":"0.00"}},{"$f":"GH!Z225","v":{"v":0,"d":"0.00"}},{"$f":"GH!AA225","v":{"v":0,"d":"0.00"}},{"$f":"GH!AB225","v":{"v":0,"d":"0.00"}},{"$f":"GH!AC225","v":{"v":0,"d":"0.00"}}]
[null,null,"QT","[kWh/m²]","Summe",{"v":0,"d":"0.00"},{"$f":"GH!R226","v":{"v":0,"d":"0.00"}},{"$f":"GH!S226","v":{"v":0,"d":"0.00"}},{"$f":"GH!T226","v":{"v":0,"d":"0.00"}},{"$f":"GH!U226","v":{"v":0,"d":"0.00"}},{"$f":"GH!V226","v":{"v":0,"d":"0.00"}},{"$f":"GH!W226","v":{"v":0,"d":"0.00"}},{"$f":"GH!X226","v":{"v":0,"d":"0.00"}},{"$f":"GH!Y226","v":{"v":0,"d":"0.00"}},{"$f":"GH!Z226","v":{"v":0,"d":"0.00"}},{"$f":"GH!AA226","v":{"v":0,"d":"0.00"}},{"$f":"GH!AB226","v":{"v":0,"d":"0.00"}},{"$f":"GH!AC226","v":{"v":0,"d":"0.00"}}]
[]
[null,null,{"$f":"IF(Kat_3=0,\"keine Auswahl\",\"Nutzung 3: \" & TEXT(Kat_3, \"0\"))","v":"keine Auswahl"}]
[null,null,"QTA","[kWh/m²]","gg. aussen",{"v":0,"d":"0.00"},{"$f":"GH!R229","v":{"v":0,"d":"0.00"}},{"$f":"GH!S229","v":{"v":0,"d":"0.00"}},{"$f":"GH!T229","v":{"v":0,"d":"0.00"}},{"$f":"GH!U229","v":{"v":0,"d":"0.00"}},{"$f":"GH!V229","v":{"v":0,"d":"0.00"}},{"$f":"GH!W229","v":{"v":0,"d":"0.00"}},{"$f":"GH!X229","v":{"v":0,"d":"0.00"}},{"$f":"GH!Y229","v":{"v":0,"d":"0.00"}},{"$f":"GH!Z229","v":{"v":0,"d":"0.00"}},{"$f":"GH!AA229","v":{"v":0,"d":"0.00"}},{"$f":"GH!AB229","v":{"v":0,"d":"0.00"}},{"$f":"GH!AC229","v":{"v":0,"d":"0.00"}}]
[null,null,"QTuE","[kWh/m²]","gg. unbeheizt / Erde",{"v":0,"d":"0.00"},{"$f":"GH!R230","v":{"v":0,"d":"0.00"}},{"$f":"GH!S230","v":{"v":0,"d":"0.00"}},{"$f":"GH!T230","v":{"v":0,"d":"0.00"}},{"$f":"GH!U230","v":{"v":0,"d":"0.00"}},{"$f":"GH!V230","v":{"v":0,"d":"0.00"}},{"$f":"GH!W230","v":{"v":0,"d":"0.00"}},{"$f":"GH!X230","v":{"v":0,"d":"0.00"}},{"$f":"GH!Y230","v":{"v":0,"d":"0.00"}},{"$f":"GH!Z230","v":{"v":0,"d":"0.00"}},{"$f":"GH!AA230","v":{"v":0,"d":"0.00"}},{"$f":"GH!AB230","v":{"v":0,"d":"0.00"}},{"$f":"GH!AC230","v":{"v":0,"d":"0.00"}}]
[null,null,"Qlp","[kWh/m²]","Wärmebrücken",{"v":0,"d":"0.00"},{"$f":"GH!R231","v":{"v":0,"d":"0.00"}},{"$f":"GH!S231","v":{"v":0,"d":"0.00"}},{"$f":"GH!T231","v":{"v":0,"d":"0.00"}},{"$f":"GH!U231","v":{"v":0,"d":"0.00"}},{"$f":"GH!V231","v":{"v":0,"d":"0.00"}},{"$f":"GH!W231","v":{"v":0,"d":"0.00"}},{"$f":"GH!X231","v":{"v":0,"d":"0.00"}},{"$f":"GH!Y231","v":{"v":0,"d":"0.00"}},{"$f":"GH!Z231","v":{"v":0,"d":"0.00"}},{"$f":"GH!AA231","v":{"v":0,"d":"0.00"}},{"$f":"GH!AB231","v":{"v":0,"d":"0.00"}},{"$f":"GH!AC231","v":{"v":0,"d":"0.00"}}]
[null,null,"QTn","[kWh/m²]","gg. beheizt",{"v":0,"d":"0.00"},{"$f":"GH!R232","v":{"v":0,"d":"0.00"}},{"$f":"GH!S232","v":{"v":0,"d":"0.00"}},{"$f":"GH!T232","v":{"v":0,"d":"0.00"}},{"$f":"GH!U232","v":{"v":0,"d":"0.00"}},{"$f":"GH!V232","v":{"v":0,"d":"0.00"}},{"$f":"GH!W232","v":{"v":0,"d":"0.00"}},{"$f":"GH!X232","v":{"v":0,"d":"0.00"}},{"$f":"GH!Y232","v":{"v":0,"d":"0.00"}},{"$f":"GH!Z232","v":{"v":0,"d":"0.00"}},{"$f":"GH!AA232","v":{"v":0,"d":"0.00"}},{"$f":"GH!AB232","v":{"v":0,"d":"0.00"}},{"$f":"GH!AC232","v":{"v":0,"d":"0.00"}}]
[null,null,"QT","[kWh/m²]","Summe",{"v":0,"d":"0.00"},{"$f":"GH!R233","v":{"v":0,"d":"0.00"}},{"$f":"GH!S233","v":{"v":0,"d":"0.00"}},{"$f":"GH!T233","v":{"v":0,"d":"0.00"}},{"$f":"GH!U233","v":{"v":0,"d":"0.00"}},{"$f":"GH!V233","v":{"v":0,"d":"0.00"}},{"$f":"GH!W233","v":{"v":0,"d":"0.00"}},{"$f":"GH!X233","v":{"v":0,"d":"0.00"}},{"$f":"GH!Y233","v":{"v":0,"d":"0.00"}},{"$f":"GH!Z233","v":{"v":0,"d":"0.00"}},{"$f":"GH!AA233","v":{"v":0,"d":"0.00"}},{"$f":"GH!AB233","v":{"v":0,"d":"0.00"}},{"$f":"GH!AC233","v":{"v":0,"d":"0.00"}}]
[]
[null,null,"gewichteter Mittelwert"]
[null,null,"QTA","[kWh/m²]","gg. aussen",{"$f":"GH!AD236","v":{"v":0,"d":"0.00"}},{"$f":"GH!R236","v":{"v":0,"d":"0.00"}},{"$f":"GH!S236","v":{"v":0,"d":"0.00"}},{"$f":"GH!T236","v":{"v":0,"d":"0.00"}},{"$f":"GH!U236","v":{"v":0,"d":"0.00"}},{"$f":"GH!V236","v":{"v":0,"d":"0.00"}},{"$f":"GH!W236","v":{"v":0,"d":"0.00"}},{"$f":"GH!X236","v":{"v":0,"d":"0.00"}},{"$f":"GH!Y236","v":{"v":0,"d":"0.00"}},{"$f":"GH!Z236","v":{"v":0,"d":"0.00"}},{"$f":"GH!AA236","v":{"v":0,"d":"0.00"}},{"$f":"GH!AB236","v":{"v":0,"d":"0.00"}},{"$f":"GH!AC236","v":{"v":0,"d":"0.00"}}]
[null,null,"QTuE","[kWh/m²]","gg. unbeheizt / Erde",{"$f":"GH!AD237","v":{"v":0,"d":"0.00"}},{"$f":"GH!R237","v":{"v":0,"d":"0.00"}},{"$f":"GH!S237","v":{"v":0,"d":"0.00"}},{"$f":"GH!T237","v":{"v":0,"d":"0.00"}},{"$f":"GH!U237","v":{"v":0,"d":"0.00"}},{"$f":"GH!V237","v":{"v":0,"d":"0.00"}},{"$f":"GH!W237","v":{"v":0,"d":"0.00"}},{"$f":"GH!X237","v":{"v":0,"d":"0.00"}},{"$f":"GH!Y237","v":{"v":0,"d":"0.00"}},{"$f":"GH!Z237","v":{"v":0,"d":"0.00"}},{"$f":"GH!AA237","v":{"v":0,"d":"0.00"}},{"$f":"GH!AB237","v":{"v":0,"d":"0.00"}},{"$f":"GH!AC237","v":{"v":0,"d":"0.00"}}]
[null,null,"Qlp","[kWh/m²]","Wärmebrücken",{"$f":"GH!AD238","v":{"v":0,"d":"0.00"}},{"$f":"GH!R238","v":{"v":0,"d":"0.00"}},{"$f":"GH!S238","v":{"v":0,"d":"0.00"}},{"$f":"GH!T238","v":{"v":0,"d":"0.00"}},{"$f":"GH!U238","v":{"v":0,"d":"0.00"}},{"$f":"GH!V238","v":{"v":0,"d":"0.00"}},{"$f":"GH!W238","v":{"v":0,"d":"0.00"}},{"$f":"GH!X238","v":{"v":0,"d":"0.00"}},{"$f":"GH!Y238","v":{"v":0,"d":"0.00"}},{"$f":"GH!Z238","v":{"v":0,"d":"0.00"}},{"$f":"GH!AA238","v":{"v":0,"d":"0.00"}},{"$f":"GH!AB238","v":{"v":0,"d":"0.00"}},{"$f":"GH!AC238","v":{"v":0,"d":"0.00"}}]
[null,null,"QTn","[kWh/m²]","gg. beheizt",{"$f":"GH!AD239","v":{"v":0,"d":"0.00"}},{"$f":"GH!R239","v":{"v":0,"d":"0.00"}},{"$f":"GH!S239","v":{"v":0,"d":"0.00"}},{"$f":"GH!T239","v":{"v":0,"d":"0.00"}},{"$f":"GH!U239","v":{"v":0,"d":"0.00"}},{"$f":"GH!V239","v":{"v":0,"d":"0.00"}},{"$f":"GH!W239","v":{"v":0,"d":"0.00"}},{"$f":"GH!X239","v":{"v":0,"d":"0.00"}},{"$f":"GH!Y239","v":{"v":0,"d":"0.00"}},{"$f":"GH!Z239","v":{"v":0,"d":"0.00"}},{"$f":"GH!AA239","v":{"v":0,"d":"0.00"}},{"$f":"GH!AB239","v":{"v":0,"d":"0.00"}},{"$f":"GH!AC239","v":{"v":0,"d":"0.00"}}]
[null,null,"QT","[kWh/m²]","Summe",{"$f":"GH!AD240","v":{"v":0,"d":"0.00"}},{"$f":"GH!R240","v":{"v":0,"d":"0.00"}},{"$f":"GH!S240","v":{"v":0,"d":"0.00"}},{"$f":"GH!T240","v":{"v":0,"d":"0.00"}},{"$f":"GH!U240","v":{"v":0,"d":"0.00"}},{"$f":"GH!V240","v":{"v":0,"d":"0.00"}},{"$f":"GH!W240","v":{"v":0,"d":"0.00"}},{"$f":"GH!X240","v":{"v":0,"d":"0.00"}},{"$f":"GH!Y240","v":{"v":0,"d":"0.00"}},{"$f":"GH!Z240","v":{"v":0,"d":"0.00"}},{"$f":"GH!AA240","v":{"v":0,"d":"0.00"}},{"$f":"GH!AB240","v":{"v":0,"d":"0.00"}},{"$f":"GH!AC240","v":{"v":0,"d":"0.00"}}]
[]
[null,"2 Lüftungswärmeverluste QV"]
[null,null,"QV1","[kWh/m²]",{"$f":"IF(Kat_1=0,\"keine Auswahl\",Kat_1)","v":"keine Auswahl"},{"$f":"SUM(G36:R36)","v":{"v":0,"d":"0.00"}},{"$f":"Daten!B152*GI!$C$90*Daten!B$150*Daten!$E$76*24/1000","v":{"v":0,"d":"0.00"}},{"$f":"Daten!C152*GI!$C$90*Daten!C$150*Daten!$E$76*24/1000","v":{"v":0,"d":"0.00"}},{"$f":"Daten!D152*GI!$C$90*Daten!D$150*Daten!$E$76*24/1000","v":{"v":0,"d":"0.00"}},{"$f":"Daten!E152*GI!$C$90*Daten!E$150*Daten!$E$76*24/1000","v":{"v":0,"d":"0.00"}},{"$f":"Daten!F152*GI!$C$90*Daten!F$150*Daten!$E$76*24/1000","v":{"v":0,"d":"0.00"}},{"$f":"Daten!G152*GI!$C$90*Daten!G$150*Daten!$E$76*24/1000","v":{"v":0,"d":"0.00"}},{"$f":"Daten!H152*GI!$C$90*Daten!H$150*Daten!$E$76*24/1000","v":{"v":0,"d":"0.00"}},{"$f":"Daten!I152*GI!$C$90*Daten!I$150*Daten!$E$76*24/1000","v":{"v":0,"d":"0.00"}},{"$f":"Daten!J152*GI!$C$90*Daten!J$150*Daten!$E$76*24/1000","v":{"v":0,"d":"0.00"}},{"$f":"Daten!K152*GI!$C$90*Daten!K$150*Daten!$E$76*24/1000","v":{"v":0,"d":"0.00"}},{"$f":"Daten!L152*GI!$C$90*Daten!L$150*Daten!$E$76*24/1000","v":{"v":0,"d":"0.00"}},{"$f":"Daten!M152*GI!$C$90*Daten!M$150*Daten!$E$76*24/1000","v":{"v":0,"d":"0.00"}}]
[null,null,"QV2","[kWh/m²]",{"$f":"IF(Kat_2=0,\"keine Auswahl\",Kat_2)","v":"keine Auswahl"},{"$f":"SUM(G37:R37)","v":{"v":0,"d":"0.00"}},{"$f":"Daten!B153*GI!$E$90*Daten!B$150*Daten!$E$76*24/1000","v":{"v":0,"d":"0.00"}},{"$f":"Daten!C153*GI!$E$90*Daten!C$150*Daten!$E$76*24/1000","v":{"v":0,"d":"0.00"}},{"$f":"Daten!D153*GI!$E$90*Daten!D$150*Daten!$E$76*24/1000","v":{"v":0,"d":"0.00"}},{"$f":"Daten!E153*GI!$E$90*Daten!E$150*Daten!$E$76*24/1000","v":{"v":0,"d":"0.00"}},{"$f":"Daten!F153*GI!$E$90*Daten!F$150*Daten!$E$76*24/1000","v":{"v":0,"d":"0.00"}},{"$f":"Daten!G153*GI!$E$90*Daten!G$150*Daten!$E$76*24/1000","v":{"v":0,"d":"0.00"}},{"$f":"Daten!H153*GI!$E$90*Daten!H$150*Daten!$E$76*24/1000","v":{"v":0,"d":"0.00"}},{"$f":"Daten!I153*GI!$E$90*Daten!I$150*Daten!$E$76*24/1000","v":{"v":0,"d":"0.00"}},{"$f":"Daten!J153*GI!$E$90*Daten!J$150*Daten!$E$76*24/1000","v":{"v":0,"d":"0.00"}},{"$f":"Daten!K153*GI!$E$90*Daten!K$150*Daten!$E$76*24/1000","v":{"v":0,"d":"0.00"}},{"$f":"Daten!L153*GI!$E$90*Daten!L$150*Daten!$E$76*24/1000","v":{"v":0,"d":"0.00"}},{"$f":"Daten!M153*GI!$E$90*Daten!M$150*Daten!$E$76*24/1000","v":{"v":0,"d":"0.00"}}]
[null,null,"QV3","[kWh/m²]",{"$f":"IF(Kat_3=0,\"keine Auswahl\",Kat_3)","v":"keine Auswahl"},{"v":0,"d":"0.00"},{"$f":"Daten!B154*GI!$G$90*Daten!B$150*Daten!$E$76*24/1000","v":{"v":0,"d":"0.00"}},{"$f":"Daten!C154*GI!$G$90*Daten!C$150*Daten!$E$76*24/1000","v":{"v":0,"d":"0.00"}},{"$f":"Daten!D154*GI!$G$90*Daten!D$150*Daten!$E$76*24/1000","v":{"v":0,"d":"0.00"}},{"$f":"Daten!E154*GI!$G$90*Daten!E$150*Daten!$E$76*24/1000","v":{"v":0,"d":"0.00"}},{"$f":"Daten!F154*GI!$G$90*Daten!F$150*Daten!$E$76*24/1000","v":{"v":0,"d":"0.00"}},{"$f":"Daten!G154*GI!$G$90*Daten!G$150*Daten!$E$76*24/1000","v":{"v":0,"d":"0.00"}},{"$f":"Daten!H154*GI!$G$90*Daten!H$150*Daten!$E$76*24/1000","v":{"v":0,"d":"0.00"}},{"$f":"Daten!I154*GI!$G$90*Daten!I$150*Daten!$E$76*24/1000","v":{"v":0,"d":"0.00"}},{"$f":"Daten!J154*GI!$G$90*Daten!J$150*Daten!$E$76*24/1000","v":{"v":0,"d":"0.00"}},{"$f":"Daten!K154*GI!$G$90*Daten!K$150*Daten!$E$76*24/1000","v":{"v":0,"d":"0.00"}},{"$f":"Daten!L154*GI!$G$90*Daten!L$150*Daten!$E$76*24/1000","v":{"v":0,"d":"0.00"}},{"$f":"Daten!M154*GI!$G$90*Daten!M$150*Daten!$E$76*24/1000","v":{"v":0,"d":"0.00"}}]
[null,null,"QV","[kWh/m²]","gewichteter Mittelwert",{"$f":"(F36*EBF_1+F37*EBF_2+F38*EBF_3)/EBF_tot","v":{"v":0,"d":"0.00"}},{"v":0,"d":"0.00"},{"v":0,"d":"0.00"},{"v":0,"d":"0.00"},{"v":0,"d":"0.00"},{"v":0,"d":"0.00"},{"v":0,"d":"0.00"},{"v":0,"d":"0.00"},{"v":0,"d":"0.00"},{"v":0,"d":"0.00"},{"v":0,"d":"0.00"},{"v":0,"d":"0.00"},{"v":0,"d":"0.00"}]
[]
[null,"3 Wärmeeinträge Qg"]
[null,null,{"$f":"IF(Kat_1=0,\"keine Auswahl\",\"Nutzung 1: \" & TEXT(Kat_1, \"0\"))","v":"keine Auswahl"}]
[null,null,"Qi,el","[kWh/m²]","Elektrizität",{"$f":"SUM(G43:R43)","v":{"v":0,"d":"0.00"}},{"$f":"GI!$C$86*GI!$C$87*Daten!B$150/365","v":{"v":0,"d":"0.00"}},{"$f":"GI!$C$86*GI!$C$87*Daten!C$150/365","v":{"v":0,"d":"0.00"}},{"$f":"GI!$C$86*GI!$C$87*Daten!D$150/365","v":{"v":0,"d":"0.00"}},{"$f":"GI!$C$86*GI!$C$87*Daten!E$150/365","v":{"v":0,"d":"0.00"}},{"$f":"GI!$C$86*GI!$C$87*Daten!F$150/365","v":{"v":0,"d":"0.00"}},{"$f":"GI!$C$86*GI!$C$87*Daten!G$150/365","v":{"v":0,"d":"0.00"}},{"$f":"GI!$C$86*GI!$C$87*Daten!H$150/365","v":{"v":0,"d":"0.00"}},{"$f":"GI!$C$86*GI!$C$87*Daten!I$150/365","v":{"v":0,"d":"0.00"}},{"$f":"GI!$C$86*GI!$C$87*Daten!J$150/365","v":{"v":0,"d":"0.00"}},{"$f":"GI!$C$86*GI!$C$87*Daten!K$150/365","v":{"v":0,"d":"0.00"}},{"$f":"GI!$C$86*GI!$C$87*Daten!L$150/365","v":{"v":0,"d":"0.00"}},{"$f":"GI!$C$86*GI!$C$87*Daten!M$150/365","v":{"v":0,"d":"0.00"}}]
[null,null,"Qi,s","[kWh/m²]","Personen",{"$f":"SUM(G44:R44)","v":{"v":0,"d":"0.00"}},{"$f":"GI!$C$82*GI!$C$85*Daten!B$150/1000/IF(GI!$C$81=0,1,GI!$C$81)","v":{"v":0,"d":"0.00"}},{"$f":"GI!$C$82*GI!$C$85*Daten!C$150/1000/IF(GI!$C$81=0,1,GI!$C$81)","v":{"v":0,"d":"0.00"}},{"$f":"GI!$C$82*GI!$C$85*Daten!D$150/1000/IF(GI!$C$81=0,1,GI!$C$81)","v":{"v":0,"d":"0.00"}},{"$f":"GI!$C$82*GI!$C$85*Daten!E$150/1000/IF(GI!$C$81=0,1,GI!$C$81)","v":{"v":0,"d":"0.00"}},{"$f":"GI!$C$82*GI!$C$85*Daten!F$150/1000/IF(GI!$C$81=0,1,GI!$C$81)","v":{"v":0,"d":"0.00"}},{"$f":"GI!$C$82*GI!$C$85*Daten!G$150/1000/IF(GI!$C$81=0,1,GI!$C$81)","v":{"v":0,"d":"0.00"}},{"$f":"GI!$C$82*GI!$C$85*Daten!H$150/1000/IF(GI!$C$81=0,1,GI!$C$81)","v":{"v":0,"d":"0.00"}},{"$f":"GI!$C$82*GI!$C$85*Daten!I$150/1000/IF(GI!$C$81=0,1,GI!$C$81)","v":{"v":0,"d":"0.00"}},{"$f":"GI!$C$82*GI!$C$85*Daten!J$150/1000/IF(GI!$C$81=0,1,GI!$C$81)","v":{"v":0,"d":"0.00"}},{"$f":"GI!$C$82*GI!$C$85*Daten!K$150/1000/IF(GI!$C$81=0,1,GI!$C$81)","v":{"v":0,"d":"0.00"}},{"$f":"GI!$C$82*GI!$C$85*Daten!L$150/1000/IF(GI!$C$81=0,1,GI!$C$81)","v":{"v":0,"d":"0.00"}},{"$f":"GI!$C$82*GI!$C$85*Daten!M$150/1000/IF(GI!$C$81=0,1,GI!$C$81)","v":{"v":0,"d":"0.00"}}]
[null,null,"Qs","[kWh/m²]","Solare Einträge",{"v":0,"d":"0.00"},{"$f":"GH!AE215","v":{"v":0,"d":"0.00"}},{"$f":"GH!AF215","v":{"v":0,"d":"0.00"}},{"$f":"GH!AG215","v":{"v":0,"d":"0.00"}},{"$f":"GH!AH215","v":{"v":0,"d":"0.00"}},{"$f":"GH!AI215","v":{"v":0,"d":"0.00"}},{"$f":"GH!AJ215","v":{"v":0,"d":"0.00"}},{"$f":"GH!AK215","v":{"v":0,"d":"0.00"}},{"$f":"GH!AL215","v":{"v":0,"d":"0.00"}},{"$f":"GH!AM215","v":{"v":0,"d":"0.00"}},{"$f":"GH!AN215","v":{"v":0,"d":"0.00"}},{"$f":"GH!AO215","v":{"v":0,"d":"0.00"}},{"$f":"GH!AP215","v":{"v":0,"d":"0.00"}}]
[null,null,"Qg","[kWh/m²]","Summe",{"v":0,"d":"0.00"},{"$f":"SUM(G43:G45)","v":{"v":0,"d":"0.00"}},{"$f":"SUM(H43:H45)","v":{"v":0,"d":"0.00"}},{"v":0,"d":"0.00"},{"v":0,"d":"0.00"},{"v":0,"d":"0.00"},{"v":0,"d":"0.00"},{"v":0,"d":"0.00"},{"v":0,"d":"0.00"},{"v":0,"d":"0.00"},{"v":0,"d":"0.00"},{"v":0,"d":"0.00"},{"v":0,"d":"0.00"}]
[]
[null,null,{"$f":"IF(Kat_2=0,\"keine Auswahl\",\"Nutzung 2: \" & TEXT(Kat_2, \"0\"))","v":"keine Auswahl"}]
[null,null,"Qi,el","[kWh/m²]","Elektrizität",{"v":0,"d":"0.00"},{"$f":"GI!$E$86*GI!$E$87*Daten!B$150/365","v":{"v":0,"d":"0.00"}},{"$f":"GI!$E$86*GI!$E$87*Daten!C$150/365","v":{"v":0,"d":"0.00"}},{"$f":"GI!$E$86*GI!$E$87*Daten!D$150/365","v":{"v":0,"d":"0.00"}},{"$f":"GI!$E$86*GI!$E$87*Daten!E$150/365","v":{"v":0,"d":"0.00"}},{"$f":"GI!$E$86*GI!$E$87*Daten!F$150/365","v":{"v":0,"d":"0.00"}},{"$f":"GI!$E$86*GI!$E$87*Daten!G$150/365","v":{"v":0,"d":"0.00"}},{"$f":"GI!$E$86*GI!$E$87*Daten!H$150/365","v":{"v":0,"d":"0.00"}},{"$f":"GI!$E$86*GI!$E$87*Daten!I$150/365","v":{"v":0,"d":"0.00"}},{"$f":"GI!$E$86*GI!$E$87*Daten!J$150/365","v":{"v":0,"d":"0.00"}},{"$f":"GI!$E$86*GI!$E$87*Daten!K$150/365","v":{"v":0,"d":"0.00"}},{"$f":"GI!$E$86*GI!$E$87*Daten!L$150/365","v":{"v":0,"d":"0.00"}},{"$f":"GI!$E$86*GI!$E$87*Daten!M$150/365","v":{"v":0,"d":"0.00"}}]
[null,null,"Qi,s","[kWh/m²]","Personen",{"v":0,"d":"0.00"},{"$f":"GI!$E$82*GI!$E$85*Daten!B$150/1000/IF(GI!$E$81=0,1,GI!$E$81)","v":{"v":0,"d":"0.00"}},{"$f":"GI!$E$82*GI!$E$85*Daten!C$150/1000/IF(GI!$E$81=0,1,GI!$E$81)","v":{"v":0,"d":"0.00"}},{"$f":"GI!$E$82*GI!$E$85*Daten!D$150/1000/IF(GI!$E$81=0,1,GI!$E$81)","v":{"v":0,"d":"0.00"}},{"$f":"GI!$E$82*GI!$E$85*Daten!E$150/1000/IF(GI!$E$81=0,1,GI!$E$81)","v":{"v":0,"d":"0.00"}},{"$f":"GI!$E$82*GI!$E$85*Daten!F$150/1000/IF(GI!$E$81=0,1,GI!$E$81)","v":{"v":0,"d":"0.00"}},{"$f":"GI!$E$82*GI!$E$85*Daten!G$150/1000/IF(GI!$E$81=0,1,GI!$E$81)","v":{"v":0,"d":"0.00"}},{"$f":"GI!$E$82*GI!$E$85*Daten!H$150/1000/IF(GI!$E$81=0,1,GI!$E$81)","v":{"v":0,"d":"0.00"}},{"$f":"GI!$E$82*GI!$E$85*Daten!I$150/1000/IF(GI!$E$81=0,1,GI!$E$81)","v":{"v":0,"d":"0.00"}},{"$f":"GI!$E$82*GI!$E$85*Daten!J$150/1000/IF(GI!$E$81=0,1,GI!$E$81)","v":{"v":0,"d":"0.00"}},{"$f":"GI!$E$82*GI!$E$85*Daten!K$150/1000/IF(GI!$E$81=0,1,GI!$E$81)","v":{"v":0,"d":"0.00"}},{"$f":"GI!$E$82*GI!$E$85*Daten!L$150/1000/IF(GI!$E$81=0,1,GI!$E$81)","v":{"v":0,"d":"0.00"}},{"$f":"GI!$E$82*GI!$E$85*Daten!M$150/1000/IF(GI!$E$81=0,1,GI!$E$81)","v":{"v":0,"d":"0.00"}}]
[null,null,"Qs","[kWh/m²]","Solare Einträge",{"v":0,"d":"0.00"},{"$f":"GH!AE222","v":{"v":0,"d":"0.00"}},{"$f":"GH!AF222","v":{"v":0,"d":"0.00"}},{"$f":"GH!AG222","v":{"v":0,"d":"0.00"}},{"$f":"GH!AH222","v":{"v":0,"d":"0.00"}},{"$f":"GH!AI222","v":{"v":0,"d":"0.00"}},{"$f":"GH!AJ222","v":{"v":0,"d":"0.00"}},{"$f":"GH!AK222","v":{"v":0,"d":"0.00"}},{"$f":"GH!AL222","v":{"v":0,"d":"0.00"}},{"$f":"GH!AM222","v":{"v":0,"d":"0.00"}},{"$f":"GH!AN222","v":{"v":0,"d":"0.00"}},{"$f":"GH!AO222","v":{"v":0,"d":"0.00"}},{"$f":"GH!AP222","v":{"v":0,"d":"0.00"}}]
[null,null,"Qg","[kWh/m²]","Summe",{"v":0,"d":"0.00"},{"$f":"SUM(G49:G51)","v":{"v":0,"d":"0.00"}},{"$f":"SUM(H49:H51)","v":{"v":0,"d":"0.00"}},{"v":0,"d":"0.00"},{"v":0,"d":"0.00"},{"v":0,"d":"0.00"},{"v":0,"d":"0.00"},{"v":0,"d":"0.00"},{"v":0,"d":"0.00"},{"v":0,"d":"0.00"},{"v":0,"d":"0.00"},{"v":0,"d":"0.00"},{"v":0,"d":"0.00"}]
[]
[null,null,{"$f":"IF(Kat_3=0,\"keine Auswahl\",\"Nutzung 3: \" & TEXT(Kat_3, \"0\"))","v":"keine Auswahl"}]
[null,null,"Qi,el","[kWh/m²]","Elektrizität",{"v":0,"d":"0.00"},{"$f":"GI!$G$86*GI!$G$87*Daten!B$150/365","v":{"v":0,"d":"0.00"}},{"$f":"GI!$G$86*GI!$G$87*Daten!C$150/365","v":{"v":0,"d":"0.00"}},{"$f":"GI!$G$86*GI!$G$87*Daten!D$150/365","v":{"v":0,"d":"0.00"}},{"$f":"GI!$G$86*GI!$G$87*Daten!E$150/365","v":{"v":0,"d":"0.00"}},{"$f":"GI!$G$86*GI!$G$87*Daten!F$150/365","v":{"v":0,"d":"0.00"}},{"$f":"GI!$G$86*GI!$G$87*Daten!G$150/365","v":{"v":0,"d":"0.00"}},{"$f":"GI!$G$86*GI!$G$87*Daten!H$150/365","v":{"v":0,"d":"0.00"}},{"$f":"GI!$G$86*GI!$G$87*Daten!I$150/365","v":{"v":0,"d":"0.00"}},{"$f":"GI!$G$86*GI!$G$87*Daten!J$150/365","v":{"v":0,"d":"0.00"}},{"$f":"GI!$G$86*GI!$G$87*Daten!K$150/365","v":{"v":0,"d":"0.00"}},{"$f":"GI!$G$86*GI!$G$87*Daten!L$150/365","v":{"v":0,"d":"0.00"}},{"$f":"GI!$G$86*GI!$G$87*Daten!M$150/365","v":{"v":0,"d":"0.00"}}]
[null,null,"Qi,s","[kWh/m²]","Personen",{"v":0,"d":"0.00"},{"$f":"GI!$G$82*GI!$G$85*Daten!B$150/1000/IF(GI!$G$81=0,1,GI!$G$81)","v":{"v":0,"d":"0.00"}},{"$f":"GI!$G$82*GI!$G$85*Daten!C$150/1000/IF(GI!$G$81=0,1,GI!$G$81)","v":{"v":0,"d":"0.00"}},{"$f":"GI!$G$82*GI!$G$85*Daten!D$150/1000/IF(GI!$G$81=0,1,GI!$G$81)","v":{"v":0,"d":"0.00"}},{"$f":"GI!$G$82*GI!$G$85*Daten!E$150/1000/IF(GI!$G$81=0,1,GI!$G$81)","v":{"v":0,"d":"0.00"}},{"$f":"GI!$G$82*GI!$G$85*Daten!F$150/1000/IF(GI!$G$81=0,1,GI!$G$81)","v":{"v":0,"d":"0.00"}},{"$f":"GI!$G$82*GI!$G$85*Daten!G$150/1000/IF(GI!$G$81=0,1,GI!$G$81)","v":{"v":0,"d":"0.00"}},{"$f":"GI!$G$82*GI!$G$85*Daten!H$150/1000/IF(GI!$G$81=0,1,GI!$G$81)","v":{"v":0,"d":"0.00"}},{"$f":"GI!$G$82*GI!$G$85*Daten!I$150/1000/IF(GI!$G$81=0,1,GI!$G$81)","v":{"v":0,"d":"0.00"}},{"$f":"GI!$G$82*GI!$G$85*Daten!J$150/1000/IF(GI!$G$81=0,1,GI!$G$81)","v":{"v":0,"d":"0.00"}},{"$f":"GI!$G$82*GI!$G$85*Daten!K$150/1000/IF(GI!$G$81=0,1,GI!$G$81)","v":{"v":0,"d":"0.00"}},{"$f":"GI!$G$82*GI!$G$85*Daten!L$150/1000/IF(GI!$G$81=0,1,GI!$G$81)","v":{"v":0,"d":"0.00"}},{"$f":"GI!$G$82*GI!$G$85*Daten!M$150/1000/IF(GI!$G$81=0,1,GI!$G$81)","v":{"v":0,"d":"0.00"}}]
[null,null,"Qs","[kWh/m²]","Solare Einträge",{"v":0,"d":"0.00"},{"$f":"GH!AE229","v":{"v":0,"d":"0.00"}},{"$f":"GH!AF229","v":{"v":0,"d":"0.00"}},{"$f":"GH!AG229","v":{"v":0,"d":"0.00"}},{"$f":"GH!AH229","v":{"v":0,"d":"0.00"}},{"$f":"GH!AI229","v":{"v":0,"d":"0.00"}},{"$f":"GH!AJ229","v":{"v":0,"d":"0.00"}},{"$f":"GH!AK229","v":{"v":0,"d":"0.00"}},{"$f":"GH!AL229","v":{"v":0,"d":"0.00"}},{"$f":"GH!AM229","v":{"v":0,"d":"0.00"}},{"$f":"GH!AN229","v":{"v":0,"d":"0.00"}},{"$f":"GH!AO229","v":{"v":0,"d":"0.00"}},{"$f":"GH!AP229","v":{"v":0,"d":"0.00"}}]
[null,null,"Qg","[kWh/m²]","Summe",{"v":0,"d":"0.00"},{"$f":"SUM(G55:G57)","v":{"v":0,"d":"0.00"}},{"v":0,"d":"0.00"},{"v":0,"d":"0.00"},{"v":0,"d":"0.00"},{"v":0,"d":"0.00"},{"v":0,"d":"0.00"},{"v":0,"d":"0.00"},{"v":0,"d":"0.00"},{"v":0,"d":"0.00"},{"v":0,"d":"0.00"},{"v":0,"d":"0.00"},{"v":0,"d":"0.00"}]
[]
[null,null,"gewichteter Mittelwert"]
[null,null,"Qi,el","[kWh/m²]","Elektrizität",{"v":0,"d":"0.00"},{"$f":"(G43*EBF_1+G49*EBF_2+G55*EBF_3)/EBF_tot","v":{"v":0,"d":"0.00"}},{"v":0,"d":"0.00"},{"v":0,"d":"0.00"},{"v":0,"d":"0.00"},{"v":0,"d":"0.00"},{"v":0,"d":"0.00"},{"v":0,"d":"0.00"},{"v":0,"d":"0.00"},{"v":0,"d":"0.00"},{"v":0,"d":"0.00"},{"v":0,"d":"0.00"},{"v":0,"d":"0.00"}]
[null,null,"Qi,s","[kWh/m²]","Personen",{"v":0,"d":"0.00"},{"$f":"(G44*EBF_1+G50*EBF_2+G56*EBF_3)/EBF_tot","v":{"v":0,"d":"0.00"}},{"v":0,"d":"0.00"},{"v":0,"d":"0.00"},{"v":0,"d":"0.00"},{"v":0,"d":"0.00"},{"v":0,"d":"0.00"},{"v":0,"d":"0.00"},{"v":0,"d":"0.00"},{"v":0,"d":"0.00"},{"v":0,"d":"0.00"},{"v":0,"d":"0.00"},{"v":0,"d":"0.00"}]
[null,null,"Qs","[kWh/m²]","Solare Einträge",{"v":0,"d":"0.00"},{"$f":"(G45*EBF_1+G51*EBF_2+G57*EBF_3)/EBF_tot","v":{"v":0,"d":"0.00"}},{"$f":"(H45*EBF_1+H51*EBF_2+H57*EBF_3)/EBF_tot","v":{"v":0,"d":"0.00"}},{"v":0,"d":"0.00"},{"v":0,"d":"0.00"},{"v":0,"d":"0.00"},{"v":0,"d":"0.00"},{"v":0,"d":"0.00"},{"v":0,"d":"0.00"},{"v":0,"d":"0.00"},{"v":0,"d":"0.00"},{"v":0,"d":"0.00"},{"v":0,"d":"0.00"}]
[null,null,"Qg","[kWh/m²]","Summe",{"$f":"SUM(G64:R64)","v":{"v":0,"d":"0.00"}},{"$f":"SUM(G61:G63)","v":{"v":0,"d":"0.00"}},{"$f":"SUM(H61:H63)","v":{"v":0,"d":"0.00"}},{"v":0,"d":"0.00"},{"v":0,"d":"0.00"},{"v":0,"d":"0.00"},{"v":0,"d":"0.00"},{"v":0,"d":"0.00"},{"v":0,"d":"0.00"},{"v":0,"d":"0.00"},{"v":0,"d":"0.00"},{"v":0,"d":"0.00"},{"v":0,"d":"0.00"}]
[]
[null,"4 Ausnutzungsgrad für Wärmeeinträge ηg",{"$nulls":16},"Nutzung 1","Nutzung 2","Nutzung 3",{"$nulls":3},"Kommentare:"]
[null,null,"H","[W/K]","Wärmetransferkoeff.",{"$f":"SUM(GH!$Q$10:$Q$207)+EBF_1*Daten!$E$76*GI!$C$90+EBF_2*Daten!$E$76*GI!$E$90+EBF_3*Daten!$E$76*GI!$G$90+EXP(-9)","v":{"v":1.2340980408667956E-4,"d":"0.0"}},{"$nulls":12},{"$f":"SUMIF(GH!$D$10:$D$207,Kat_1,GH!$Q$10:$Q$207)\n+EBF_1*Daten!$E$76*GI!$C$90\n+EXP(-9)","v":{"v":1.2340980408667956E-4,"d":"0.0"}},{"$f":"SUMIF(GH!$D$10:$D$207,Kat_2,GH!$Q$10:$Q$207)\n+EBF_2*Daten!$E$76*GI!$E$90\n+EXP(-9)","v":{"v":1.2340980408667956E-4,"d":"0.0"}},{"$f":"SUMIF(GH!$D$10:$D$207,Kat_3,GH!$Q$10:$Q$207)\n+EBF_3*Daten!$E$76*GI!$G$90\n+EXP(-9)","v":{"v":1.2340980408667956E-4,"d":"0.0"}}]
[null,null,"τ","[h]","Zeitkonstante Gebäude",{"$f":"(IF(Bauweise_1=\"\",0,_xlfn.XLOOKUP(Bauweise_1,Daten!$A$18:$A$21,Daten!$B$18:$B$21))*EBF_1\n+IF(Bauweise_2=\"\",0,_xlfn.XLOOKUP(Bauweise_2,Daten!$A$18:$A$21,Daten!$B$18:$B$21))*EBF_2\n+IF(Bauweise_2=\"\",0,_xlfn.XLOOKUP(Bauweise_2,Daten!$A$18:$A$21,Daten!$B$18:$B$21))*EBF_3)*1000/F67","v":{"v":0,"d":"0.0"}},{"$nulls":12},{"$f":"IF(Bauweise_1=\"\",0,_xlfn.XLOOKUP(Bauweise_1,Daten!$A$18:$A$21,Daten!$B$18:$B$21)*EBF_1*1000/S67)","v":{"v":0,"d":"0.0"}},{"$f":"IF(Bauweise_2=\"\",0,_xlfn.XLOOKUP(Bauweise_2,Daten!$A$18:$A$21,Daten!$B$18:$B$21)*EBF_2*1000/T67)","v":{"v":0,"d":"0.0"}},{"$f":"IF(Bauweise_3=\"\",0,_xlfn.XLOOKUP(Bauweise_3,Daten!$A$18:$A$21,Daten!$B$18:$B$21)*EBF_3*1000/U67)","v":{"v":0,"d":"0.0"}}]
[null,null,"a","[-]","Par. Ausnutzungsgrad",{"$f":"IF(GI!C94+GI!E94+GI!G94=0,0,(GI!C95*EBF_1+GI!E95*EBF_2+GI!G95*EBF_3)/EBF_tot+F68/((GI!C94*EBF_1+GI!E94*EBF_2+GI!G94*EBF_3)/EBF_tot))","v":{"v":0,"d":"0.0"}},{"$nulls":12},{"$f":"IF(GI!C94=0,0,\nGI!C95\n+S68/GI!C94)","v":{"v":0,"d":"0.0"}},{"$f":"IF(GI!E94=0,0,\nGI!E95\n+T68/GI!E94)","v":{"v":0,"d":"0.0"}},{"$f":"IF(GI!G94=0,0,\nGI!G95\n+U68/GI!G94)","v":{"v":0,"d":"0.0"}}]
[null,null,"γ","[-]","Wärmeeintrag/-verlust",{"$f":"IF(F33+F39=0,0,F64/(F33+F39))","v":{"v":0,"d":"0.00"}},{"$nulls":12},{"$f":"IF(F12+F36=0,0,F46/(F12+F36))","v":{"v":0,"d":"0.00"}},{"$f":"IF(F19+F37=0,0,F52/(F19+F37))","v":{"v":0,"d":"0.00"}},{"$f":"IF(F26+F38=0,0,F58/(F26+F38))","v":{"v":0,"d":"0.00"}},"aggregiert:","kat nach ebf:"]
[null,null,"ηg","[-]","Ausnutzungsgrad",{"$f":"IF(F33+F39<=0,0,IF(F70=1,F69/(F69+1),(1-F70^F69)/(1-F70^(F69+1))))","v":{"v":0,"d":"0.00%"}},{"$nulls":12},{"$f":"IF(F12+F36<=0,0,IF(S70=1,S69/(S69+1),(1-S70^S69)/(1-S70^(S69+1))))","v":{"v":0,"d":"0.00%"}},{"$f":"IF(F19+F37<=0,0,IF(T70=1,T69/(T69+1),(1-T70^T69)/(1-T70^(T69+1))))","v":{"v":0,"d":"0.00%"}},{"$f":"IF(F26+F38<=0,0,IF(U70=1,U69/(U69+1),(1-U70^U69)/(1-U70^(U69+1))))","v":{"v":0,"d":"0.00%"}},{"$f":"IF(F33+F39<=0,0,IF(F70=1,F69/(F69+1),(1-F70^F69)/(1-F70^(F69+1))))","v":{"v":0,"d":"0.00%"}},{"$f":"(S71*EBF_1+T71*EBF_2+U71*EBF_3)/EBF_tot","v":{"v":0,"d":"0.00%"}}]
[]
[null,"5 Heizwärmebedarf QH",{"$nulls":3},"Total","Jan","Feb","Mär","Apr","Mai","Jun","Jul","Aug","Sep","Okt","Nov","Dez"]
[null,null,{"$f":"IF(Kat_1=0,\"keine Auswahl\",\"Nutzung 1: \" & TEXT(Kat_1, \"0\"))","v":"keine Auswahl"}]
[null,null,"Qtot","[kWh/m²]","Gesamtwärmeverlust",null,{"$f":"G12+G36","v":{"v":0,"d":"0.00"}},{"$f":"H12+H36","v":{"v":0,"d":"0.00"}},{"v":0,"d":"0.00"},{"v":0,"d":"0.00"},{"v":0,"d":"0.00"},{"v":0,"d":"0.00"},{"v":0,"d":"0.00"},{"v":0,"d":"0.00"},{"v":0,"d":"0.00"},{"v":0,"d":"0.00"},{"v":0,"d":"0.00"},{"v":0,"d":"0.00"}]
[null,null,"Qug","[kWh/m²]","genutzte Wärmeeinträge",null,{"$f":"G46*$S$71","v":{"v":0,"d":"0.00"}},{"$f":"H46*$S$71","v":{"v":0,"d":"0.00"}},{"v":0,"d":"0.00"},{"v":0,"d":"0.00"},{"v":0,"d":"0.00"},{"v":0,"d":"0.00"},{"v":0,"d":"0.00"},{"v":0,"d":"0.00"},{"v":0,"d":"0.00"},{"v":0,"d":"0.00"},{"v":0,"d":"0.00"},{"v":0,"d":"0.00"},"Absolut kWh/a","Anteil %","Beitrag","Beitrag Modell","Absolut Modell"]
[null,null,"QH","[kWh/m²]","Heizwärmebedarf",{"$f":"SUM(G77:R77)","v":{"v":0,"d":"0.00"}},{"$f":"IF(G75-G76<=0,0,G75-G76)","v":{"v":0,"d":"0.00"}},{"$f":"IF(H75-H76<=0,0,H75-H76)","v":{"v":0,"d":"0.00"}},{"v":0,"d":"0.00"},{"v":0,"d":"0.00"},{"v":0,"d":"0.00"},{"v":0,"d":"0.00"},{"v":0,"d":"0.00"},{"v":0,"d":"0.00"},{"v":0,"d":"0.00"},{"v":0,"d":"0.00"},{"v":0,"d":"0.00"},{"v":0,"d":"0.00"},{"$f":"F77*EBF_1","v":0},{"$f":"S77/$S$89","v":{"$error":"#DIV/0!"}},{"$f":"F77*T77","v":{"$error":"#DIV/0!"}},{"$f":"U92*T77","v":{"$error":"#DIV/0!"}},{"$f":"S92*T77","v":{"$error":"#DIV/0!"}}]
[{"$nulls":18},{"$f":"F78*EBF_1","v":0},{"$f":"S78/$S$89","v":{"$error":"#DIV/0!"}},{"$f":"F78*T78","v":{"$error":"#DIV/0!"}},{"$f":"$U$92*T78","v":{"$error":"#DIV/0!"}},{"$f":"$S$92*T78","v":{"$error":"#DIV/0!"}}]
[null,null,{"$f":"IF(Kat_2=0,\"keine Auswahl\",\"Nutzung 2: \" & TEXT(Kat_2, \"0\"))","v":"keine Auswahl"}]
[null,null,"Qtot","[kWh/m²]","Gesamtwärmeverlust",null,{"$f":"G19+G37","v":{"v":0,"d":"0.00"}},{"$f":"H19+H37","v":{"v":0,"d":"0.00"}},{"v":0,"d":"0.00"},{"v":0,"d":"0.00"},{"v":0,"d":"0.00"},{"v":0,"d":"0.00"},{"v":0,"d":"0.00"},{"v":0,"d":"0.00"},{"v":0,"d":"0.00"},{"v":0,"d":"0.00"},{"v":0,"d":"0.00"},{"v":0,"d":"0.00"}]
[null,null,"Qug","[kWh/m²]","genutzte Wärmeeinträge",null,{"$f":"G52*$T$71","v":{"v":0,"d":"0.00"}},{"$f":"H52*$T$71","v":{"v":0,"d":"0.00"}},{"v":0,"d":"0.00"},{"v":0,"d":"0.00"},{"v":0,"d":"0.00"},{"v":0,"d":"0.00"},{"v":0,"d":"0.00"},{"v":0,"d":"0.00"},{"v":0,"d":"0.00"},{"v":0,"d":"0.00"},{"v":0,"d":"0.00"},{"v":0,"d":"0.00"}]
[null,null,"QH","[kWh/m²]","Heizwärmebedarf",{"$f":"SUM(G82:R82)","v":{"v":0,"d":"0.00"}},{"$f":"IF(G80-G81<=0,0,G80-G81)","v":{"v":0,"d":"0.00"}},{"$f":"IF(H80-H81<=0,0,H80-H81)","v":{"v":0,"d":"0.00"}},{"v":0,"d":"0.00"},{"v":0,"d":"0.00"},{"v":0,"d":"0.00"},{"v":0,"d":"0.00"},{"v":0,"d":"0.00"},{"v":0,"d":"0.00"},{"v":0,"d":"0.00"},{"v":0,"d":"0.00"},{"v":0,"d":"0.00"},{"v":0,"d":"0.00"},{"$f":"F82*EBF_2","v":0},{"$f":"S82/$S$89","v":{"$error":"#DIV/0!"}},{"$error":"#DIV/0!"},{"$f":"U92*T82","v":{"$error":"#DIV/0!"}},{"$f":"S92*T82","v":{"$error":"#DIV/0!"}}]
[{"$nulls":18},{"$f":"F83*EBF_1","v":0},{"$f":"S83/$S$89","v":{"$error":"#DIV/0!"}},{"$error":"#DIV/0!"},{"$f":"$U$92*T83","v":{"$error":"#DIV/0!"}},{"$f":"$S$92*T83","v":{"$error":"#DIV/0!"}}]
[null,null,{"$f":"IF(Kat_3=0,\"keine Auswahl\",\"Nutzung 3: \" & TEXT(Kat_3, \"0\"))","v":"keine Auswahl"}]
[null,null,"Qtot","[kWh/m²]","Gesamtwärmeverlust",null,{"$f":"G26+G38","v":{"v":0,"d":"0.00"}},{"$f":"H26+H38","v":{"v":0,"d":"0.00"}},{"v":0,"d":"0.00"},{"v":0,"d":"0.00"},{"v":0,"d":"0.00"},{"v":0,"d":"0.00"},{"v":0,"d":"0.00"},{"v":0,"d":"0.00"},{"v":0,"d":"0.00"},{"v":0,"d":"0.00"},{"v":0,"d":"0.00"},{"v":0,"d":"0.00"}]
[null,null,"Qug","[kWh/m²]","genutzte Wärmeeinträge",null,{"$f":"G58*$U$71","v":{"v":0,"d":"0.00"}},{"$f":"H58*$U$71","v":{"v":0,"d":"0.00"}},{"v":0,"d":"0.00"},{"v":0,"d":"0.00"},{"v":0,"d":"0.00"},{"v":0,"d":"0.00"},{"v":0,"d":"0.00"},{"v":0,"d":"0.00"},{"v":0,"d":"0.00"},{"v":0,"d":"0.00"},{"v":0,"d":"0.00"},{"v":0,"d":"0.00"}]
[null,null,"QH","[kWh/m²]","Heizwärmebedarf",{"$f":"SUM(G87:R87)","v":{"v":0,"d":"0.00"}},{"$f":"IF(G85-G86<=0,0,G85-G86)","v":{"v":0,"d":"0.00"}},{"$f":"IF(H85-H86<=0,0,H85-H86)","v":{"v":0,"d":"0.00"}},{"v":0,"d":"0.00"},{"v":0,"d":"0.00"},{"v":0,"d":"0.00"},{"v":0,"d":"0.00"},{"v":0,"d":"0.00"},{"v":0,"d":"0.00"},{"v":0,"d":"0.00"},{"v":0,"d":"0.00"},{"v":0,"d":"0.00"},{"v":0,"d":"0.00"},{"$f":"F87*EBF_3","v":0},{"$f":"S87/$S$89","v":{"$error":"#DIV/0!"}},{"$error":"#DIV/0!"},{"$f":"U92*T87","v":{"$error":"#DIV/0!"}},{"$f":"S92*T87","v":{"$error":"#DIV/0!"}}]
[{"$nulls":18},{"$f":"F88*EBF_1","v":0}]
[null,null,"gewichteter Mittelwert",{"$nulls":15},{"$f":"S77+S82+S87","v":0},{"$f":"T77+T82+T87","v":{"$error":"#DIV/0!"}},{"$f":"U77+U82+U87","v":{"$error":"#DIV/0!"}},{"$f":"SUM(V77:V87)","v":{"$error":"#DIV/0!"}},{"$f":"SUM(W77:W87)","v":{"$error":"#DIV/0!"}}]
[null,null,"Qtot","[kWh/m²]","Gesamtwärmeverlust",null,{"$f":"G33+G39","v":{"v":0,"d":"0.00"}},{"v":0,"d":"0.00"},{"v":0,"d":"0.00"},{"v":0,"d":"0.00"},{"v":0,"d":"0.00"},{"v":0,"d":"0.00"},{"v":0,"d":"0.00"},{"v":0,"d":"0.00"},{"v":0,"d":"0.00"},{"v":0,"d":"0.00"},{"v":0,"d":"0.00"},{"v":0,"d":"0.00"},null,"Abweichung 3kat Modell",{"$f":"U89/U92-1","v":{"$error":"#DIV/0!"}}]
[null,null,"Qug","[kWh/m²]","genutzte Wärmeeinträge",null,{"$f":"G64*$F$71","v":{"v":0,"d":"0.00"}},{"v":0,"d":"0.00"},{"v":0,"d":"0.00"},{"v":0,"d":"0.00"},{"v":0,"d":"0.00"},{"v":0,"d":"0.00"},{"v":0,"d":"0.00"},{"v":0,"d":"0.00"},{"v":0,"d":"0.00"},{"v":0,"d":"0.00"},{"v":0,"d":"0.00"},{"v":0,"d":"0.00"}]
[null,null,"QH","[kWh/m²]","Heizwärmebedarf",{"$f":"SUM(G92:R92)","v":{"v":0,"d":"0.00"}},{"$f":"IF(G90-G91<=0,0,G90-G91)","v":{"v":0,"d":"0.00"}},{"$f":"IF(H90-H91<=0,0,H90-H91)","v":{"v":0,"d":"0.00"}},{"v":0,"d":"0.00"},{"v":0,"d":"0.00"},{"v":0,"d":"0.00"},{"v":0,"d":"0.00"},{"v":0,"d":"0.00"},{"v":0,"d":"0.00"},{"v":0,"d":"0.00"},{"v":0,"d":"0.00"},{"v":0,"d":"0.00"},{"v":0,"d":"0.00"},{"$f":"F92*EBF_tot","v":0},null,{"$f":"F92","v":{"v":0,"d":"0.00"}}]
{"$rows_empty":19}
[null,"6 Details nach Kategorien: Transmissionswärmeverluste QT",{"$nulls":22},"Kommentare:"]
[null,null,{"$f":"IF(Kat_1=0,\"keine Auswahl\",\"Kategorie 1: \" & TEXT(Kat_1, \"0\"))","v":"keine Auswahl"}]
[null,null,"QTA","[kWh/m²]","gg. aussen",{"$f":"F8","v":{"v":0,"d":"0.00"}},{"v":0,"d":"0.00"},{"v":0,"d":"0.00"},{"v":0,"d":"0.00"},{"v":0,"d":"0.00"},{"v":0,"d":"0.00"},{"v":0,"d":"0.00"},{"v":0,"d":"0.00"},{"v":0,"d":"0.00"},{"v":0,"d":"0.00"},{"v":0,"d":"0.00"},{"v":0,"d":"0.00"},{"v":0,"d":"0.00"}]
[null,null,"QTuE","[kWh/m²]","gg. unbeheizt / Erde",{"$f":"F9","v":{"v":0,"d":"0.00"}},{"v":0,"d":"0.00"},{"v":0,"d":"0.00"},{"v":0,"d":"0.00"},{"v":0,"d":"0.00"},{"v":0,"d":"0.00"},{"v":0,"d":"0.00"},{"v":0,"d":"0.00"},{"v":0,"d":"0.00"},{"v":0,"d":"0.00"},{"v":0,"d":"0.00"},{"v":0,"d":"0.00"},{"v":0,"d":"0.00"}]
[null,null,"Qlp","[kWh/m²]","Wärmebrücken",{"$f":"F10","v":{"v":0,"d":"0.00"}},{"v":0,"d":"0.00"},{"v":0,"d":"0.00"},{"v":0,"d":"0.00"},{"v":0,"d":"0.00"},{"v":0,"d":"0.00"},{"v":0,"d":"0.00"},{"v":0,"d":"0.00"},{"v":0,"d":"0.00"},{"v":0,"d":"0.00"},{"v":0,"d":"0.00"},{"v":0,"d":"0.00"},{"v":0,"d":"0.00"}]
[null,null,"QTn","[kWh/m²]","gg. beheizt",{"$f":"F11","v":{"v":0,"d":"0.00"}},{"v":0,"d":"0.00"},{"v":0,"d":"0.00"},{"v":0,"d":"0.00"},{"v":0,"d":"0.00"},{"v":0,"d":"0.00"},{"v":0,"d":"0.00"},{"v":0,"d":"0.00"},{"v":0,"d":"0.00"},{"v":0,"d":"0.00"},{"v":0,"d":"0.00"},{"v":0,"d":"0.00"},{"v":0,"d":"0.00"}]
[null,null,"QT","[kWh/m²]","Summe",{"$f":"F12","v":{"v":0,"d":"0.00"}},{"v":0,"d":"0.00"},{"v":0,"d":"0.00"},{"v":0,"d":"0.00"},{"v":0,"d":"0.00"},{"v":0,"d":"0.00"},{"v":0,"d":"0.00"},{"v":0,"d":"0.00"},{"v":0,"d":"0.00"},{"v":0,"d":"0.00"},{"v":0,"d":"0.00"},{"v":0,"d":"0.00"},{"v":0,"d":"0.00"}]
[]
[null,null,{"$f":"IF(Kat_2=0,\"keine Auswahl\",\"Kategorie 2: \" & TEXT(Kat_2, \"0\"))","v":"keine Auswahl"}]
[null,null,"QTA","[kWh/m²]","gg. aussen",{"$f":"F15","v":{"v":0,"d":"0.00"}},{"v":0,"d":"0.00"},{"v":0,"d":"0.00"},{"v":0,"d":"0.00"},{"v":0,"d":"0.00"},{"v":0,"d":"0.00"},{"v":0,"d":"0.00"},{"v":0,"d":"0.00"},{"v":0,"d":"0.00"},{"v":0,"d":"0.00"},{"v":0,"d":"0.00"},{"v":0,"d":"0.00"},{"v":0,"d":"0.00"}]
[null,null,"QTuE","[kWh/m²]","gg. unbeheizt / Erde",{"$f":"F16","v":{"v":0,"d":"0.00"}},{"v":0,"d":"0.00"},{"v":0,"d":"0.00"},{"v":0,"d":"0.00"},{"v":0,"d":"0.00"},{"v":0,"d":"0.00"},{"v":0,"d":"0.00"},{"v":0,"d":"0.00"},{"v":0,"d":"0.00"},{"v":0,"d":"0.00"},{"v":0,"d":"0.00"},{"v":0,"d":"0.00"},{"v":0,"d":"0.00"}]
[null,null,"Qlp","[kWh/m²]","Wärmebrücken",{"$f":"F17","v":{"v":0,"d":"0.00"}},{"v":0,"d":"0.00"},{"v":0,"d":"0.00"},{"v":0,"d":"0.00"},{"v":0,"d":"0.00"},{"v":0,"d":"0.00"},{"v":0,"d":"0.00"},{"v":0,"d":"0.00"},{"v":0,"d":"0.00"},{"v":0,"d":"0.00"},{"v":0,"d":"0.00"},{"v":0,"d":"0.00"},{"v":0,"d":"0.00"}]
[null,null,"QTn","[kWh/m²]","gg. beheizt",{"$f":"F18","v":{"v":0,"d":"0.00"}},{"v":0,"d":"0.00"},{"v":0,"d":"0.00"},{"v":0,"d":"0.00"},{"v":0,"d":"0.00"},{"v":0,"d":"0.00"},{"v":0,"d":"0.00"},{"v":0,"d":"0.00"},{"v":0,"d":"0.00"},{"v":0,"d":"0.00"},{"v":0,"d":"0.00"},{"v":0,"d":"0.00"},{"v":0,"d":"0.00"}]
[null,null,"QT","[kWh/m²]","Summe",{"$f":"F19","v":{"v":0,"d":"0.00"}},{"v":0,"d":"0.00"},{"v":0,"d":"0.00"},{"v":0,"d":"0.00"},{"v":0,"d":"0.00"},{"v":0,"d":"0.00"},{"v":0,"d":"0.00"},{"v":0,"d":"0.00"},{"v":0,"d":"0.00"},{"v":0,"d":"0.00"},{"v":0,"d":"0.00"},{"v":0,"d":"0.00"},{"v":0,"d":"0.00"}]
[]
[null,null,{"$f":"IF(Kat_3=0,\"keine Auswahl\",\"Kategorie 3: \" & TEXT(Kat_3, \"0\"))","v":"keine Auswahl"}]
[null,null,"QTA","[kWh/m²]","gg. aussen",{"$f":"F22","v":{"v":0,"d":"0.00"}},{"v":0,"d":"0.00"},{"v":0,"d":"0.00"},{"v":0,"d":"0.00"},{"v":0,"d":"0.00"},{"v":0,"d":"0.00"},{"v":0,"d":"0.00"},{"v":0,"d":"0.00"},{"v":0,"d":"0.00"},{"v":0,"d":"0.00"},{"v":0,"d":"0.00"},{"v":0,"d":"0.00"},{"v":0,"d":"0.00"}]
[null,null,"QTuE","[kWh/m²]","gg. unbeheizt / Erde",{"$f":"F23","v":{"v":0,"d":"0.00"}},{"v":0,"d":"0.00"},{"v":0,"d":"0.00"},{"v":0,"d":"0.00"},{"v":0,"d":"0.00"},{"v":0,"d":"0.00"},{"v":0,"d":"0.00"},{"v":0,"d":"0.00"},{"v":0,"d":"0.00"},{"v":0,"d":"0.00"},{"v":0,"d":"0.00"},{"v":0,"d":"0.00"},{"v":0,"d":"0.00"}]
[null,null,"Qlp","[kWh/m²]","Wärmebrücken",{"$f":"F24","v":{"v":0,"d":"0.00"}},{"v":0,"d":"0.00"},{"v":0,"d":"0.00"},{"v":0,"d":"0.00"},{"v":0,"d":"0.00"},{"v":0,"d":"0.00"},{"v":0,"d":"0.00"},{"v":0,"d":"0.00"},{"v":0,"d":"0.00"},{"v":0,"d":"0.00"},{"v":0,"d":"0.00"},{"v":0,"d":"0.00"},{"v":0,"d":"0.00"}]
[null,null,"QTn","[kWh/m²]","gg. beheizt",{"$f":"F25","v":{"v":0,"d":"0.00"}},{"v":0,"d":"0.00"},{"v":0,"d":"0.00"},{"v":0,"d":"0.00"},{"v":0,"d":"0.00"},{"v":0,"d":"0.00"},{"v":0,"d":"0.00"},{"v":0,"d":"0.00"},{"v":0,"d":"0.00"},{"v":0,"d":"0.00"},{"v":0,"d":"0.00"},{"v":0,"d":"0.00"},{"v":0,"d":"0.00"}]
[null,null,"QT","[kWh/m²]","Summe",{"$f":"F26","v":{"v":0,"d":"0.00"}},{"v":0,"d":"0.00"},{"v":0,"d":"0.00"},{"v":0,"d":"0.00"},{"v":0,"d":"0.00"},{"v":0,"d":"0.00"},{"v":0,"d":"0.00"},{"v":0,"d":"0.00"},{"v":0,"d":"0.00"},{"v":0,"d":"0.00"},{"v":0,"d":"0.00"},{"v":0,"d":"0.00"},{"v":0,"d":"0.00"}]
[]
[null,"7 Details nach Kategorien: Wärmeeinträge Qg"]
[null,null,{"$f":"IF(Kat_1=0,\"keine Auswahl\",\"Kategorie 1: \" & TEXT(Kat_1, \"0\"))","v":"keine Auswahl"}]
[null,null,"Qi,el","[kWh/m²]","Elektrizität",{"$f":"F43","v":{"v":0,"d":"0.00"}},{"$f":"G43","v":{"v":0,"d":"0.00"}},{"v":0,"d":"0.00"},{"v":0,"d":"0.00"},{"v":0,"d":"0.00"},{"v":0,"d":"0.00"},{"v":0,"d":"0.00"},{"v":0,"d":"0.00"},{"v":0,"d":"0.00"},{"v":0,"d":"0.00"},{"v":0,"d":"0.00"},{"v":0,"d":"0.00"},{"v":0,"d":"0.00"}]
[null,null,"Qi,s","[kWh/m²]","Personen",{"$f":"F44","v":{"v":0,"d":"0.00"}},{"v":0,"d":"0.00"},{"v":0,"d":"0.00"},{"v":0,"d":"0.00"},{"v":0,"d":"0.00"},{"v":0,"d":"0.00"},{"v":0,"d":"0.00"},{"v":0,"d":"0.00"},{"v":0,"d":"0.00"},{"v":0,"d":"0.00"},{"v":0,"d":"0.00"},{"v":0,"d":"0.00"},{"v":0,"d":"0.00"}]
[null,null,"Qs","[kWh/m²]","Solare Einträge",{"$f":"F45","v":{"v":0,"d":"0.00"}},{"v":0,"d":"0.00"},{"v":0,"d":"0.00"},{"v":0,"d":"0.00"},{"v":0,"d":"0.00"},{"v":0,"d":"0.00"},{"v":0,"d":"0.00"},{"v":0,"d":"0.00"},{"v":0,"d":"0.00"},{"v":0,"d":"0.00"},{"v":0,"d":"0.00"},{"v":0,"d":"0.00"},{"v":0,"d":"0.00"}]
[null,null,"Qg","[kWh/m²]","Summe",{"$f":"F46","v":{"v":0,"d":"0.00"}},{"v":0,"d":"0.00"},{"v":0,"d":"0.00"},{"v":0,"d":"0.00"},{"v":0,"d":"0.00"},{"v":0,"d":"0.00"},{"v":0,"d":"0.00"},{"v":0,"d":"0.00"},{"v":0,"d":"0.00"},{"v":0,"d":"0.00"},{"v":0,"d":"0.00"},{"v":0,"d":"0.00"},{"v":0,"d":"0.00"}]
[]
[null,null,{"$f":"IF(Kat_2=0,\"keine Auswahl\",\"Kategorie 2: \" & TEXT(Kat_2, \"0\"))","v":"keine Auswahl"}]
[null,null,"Qi,el","[kWh/m²]","Elektrizität",{"$f":"F49","v":{"v":0,"d":"0.00"}},{"v":0,"d":"0.00"},{"v":0,"d":"0.00"},{"v":0,"d":"0.00"},{"v":0,"d":"0.00"},{"v":0,"d":"0.00"},{"v":0,"d":"0.00"},{"v":0,"d":"0.00"},{"v":0,"d":"0.00"},{"v":0,"d":"0.00"},{"v":0,"d":"0.00"},{"v":0,"d":"0.00"},{"v":0,"d":"0.00"}]
[null,null,"Qi,s","[kWh/m²]","Personen",{"$f":"F50","v":{"v":0,"d":"0.00"}},{"v":0,"d":"0.00"},{"v":0,"d":"0.00"},{"v":0,"d":"0.00"},{"v":0,"d":"0.00"},{"v":0,"d":"0.00"},{"v":0,"d":"0.00"},{"v":0,"d":"0.00"},{"v":0,"d":"0.00"},{"v":0,"d":"0.00"},{"v":0,"d":"0.00"},{"v":0,"d":"0.00"},{"v":0,"d":"0.00"}]
[null,null,"Qs","[kWh/m²]","Solare Einträge",{"$f":"F51","v":{"v":0,"d":"0.00"}},{"v":0,"d":"0.00"},{"v":0,"d":"0.00"},{"v":0,"d":"0.00"},{"v":0,"d":"0.00"},{"v":0,"d":"0.00"},{"v":0,"d":"0.00"},{"v":0,"d":"0.00"},{"v":0,"d":"0.00"},{"v":0,"d":"0.00"},{"v":0,"d":"0.00"},{"v":0,"d":"0.00"},{"v":0,"d":"0.00"}]
[null,null,"Qg","[kWh/m²]","Summe",{"$f":"F52","v":{"v":0,"d":"0.00"}},{"v":0,"d":"0.00"},{"v":0,"d":"0.00"},{"v":0,"d":"0.00"},{"v":0,"d":"0.00"},{"v":0,"d":"0.00"},{"v":0,"d":"0.00"},{"v":0,"d":"0.00"},{"v":0,"d":"0.00"},{"v":0,"d":"0.00"},{"v":0,"d":"0.00"},{"v":0,"d":"0.00"},{"v":0,"d":"0.00"}]
[]
[null,null,{"$f":"IF(Kat_3=0,\"keine Auswahl\",\"Kategorie 3: \" & TEXT(Kat_3, \"0\"))","v":"keine Auswahl"}]
[null,null,"Qi,el","[kWh/m²]","Elektrizität",{"$f":"F55","v":{"v":0,"d":"0.00"}},{"v":0,"d":"0.00"},{"v":0,"d":"0.00"},{"v":0,"d":"0.00"},{"v":0,"d":"0.00"},{"v":0,"d":"0.00"},{"v":0,"d":"0.00"},{"v":0,"d":"0.00"},{"v":0,"d":"0.00"},{"v":0,"d":"0.00"},{"v":0,"d":"0.00"},{"v":0,"d":"0.00"},{"v":0,"d":"0.00"}]
[null,null,"Qi,s","[kWh/m²]","Personen",{"$f":"F56","v":{"v":0,"d":"0.00"}},{"v":0,"d":"0.00"},{"v":0,"d":"0.00"},{"v":0,"d":"0.00"},{"v":0,"d":"0.00"},{"v":0,"d":"0.00"},{"v":0,"d":"0.00"},{"v":0,"d":"0.00"},{"v":0,"d":"0.00"},{"v":0,"d":"0.00"},{"v":0,"d":"0.00"},{"v":0,"d":"0.00"},{"v":0,"d":"0.00"}]
[null,null,"Qs","[kWh/m²]","Solare Einträge",{"$f":"F57","v":{"v":0,"d":"0.00"}},{"v":0,"d":"0.00"},{"v":0,"d":"0.00"},{"v":0,"d":"0.00"},{"v":0,"d":"0.00"},{"v":0,"d":"0.00"},{"v":0,"d":"0.00"},{"v":0,"d":"0.00"},{"v":0,"d":"0.00"},{"v":0,"d":"0.00"},{"v":0,"d":"0.00"},{"v":0,"d":"0.00"},{"v":0,"d":"0.00"}]
[null,null,"Qg","[kWh/m²]","Summe",{"$f":"F58","v":{"v":0,"d":"0.00"}},{"v":0,"d":"0.00"},{"v":0,"d":"0.00"},{"v":0,"d":"0.00"},{"v":0,"d":"0.00"},{"v":0,"d":"0.00"},{"v":0,"d":"0.00"},{"v":0,"d":"0.00"},{"v":0,"d":"0.00"},{"v":0,"d":"0.00"},{"v":0,"d":"0.00"},{"v":0,"d":"0.00"},{"v":0,"d":"0.00"}]
[]
[null,"8 Details nach Kategorien: Heizwärmebedarf QH"]
[null,null,{"$f":"IF(Kat_1=0,\"keine Auswahl\",\"Kategorie 1: \" & TEXT(Kat_1, \"0\"))","v":"keine Auswahl"}]
[null,null,"Qtot","[kWh/m²]","Gesamtwärmeverlust",null,{"$f":"G75","v":{"v":0,"d":"0.00"}},{"v":0,"d":"0.00"},{"v":0,"d":"0.00"},{"v":0,"d":"0.00"},{"v":0,"d":"0.00"},{"v":0,"d":"0.00"},{"v":0,"d":"0.00"},{"v":0,"d":"0.00"},{"v":0,"d":"0.00"},{"v":0,"d":"0.00"},{"v":0,"d":"0.00"},{"v":0,"d":"0.00"}]
[null,null,"Qug","[kWh/m²]","genutzte Wärmeeinträge",null,{"$f":"G76","v":{"v":0,"d":"0.00"}},{"v":0,"d":"0.00"},{"v":0,"d":"0.00"},{"v":0,"d":"0.00"},{"v":0,"d":"0.00"},{"v":0,"d":"0.00"},{"v":0,"d":"0.00"},{"v":0,"d":"0.00"},{"v":0,"d":"0.00"},{"v":0,"d":"0.00"},{"v":0,"d":"0.00"},{"v":0,"d":"0.00"}]
[null,null,"QH","[kWh/m²]","Heizwärmebedarf",{"v":0,"d":"0.00"},{"v":0,"d":"0.00"},{"v":0,"d":"0.00"},{"v":0,"d":"0.00"},{"v":0,"d":"0.00"},{"v":0,"d":"0.00"},{"v":0,"d":"0.00"},{"v":0,"d":"0.00"},{"v":0,"d":"0.00"},{"v":0,"d":"0.00"},{"v":0,"d":"0.00"},{"v":0,"d":"0.00"},{"v":0,"d":"0.00"}]
[]
[null,null,{"$f":"IF(Kat_2=0,\"keine Auswahl\",\"Kategorie 2: \" & TEXT(Kat_2, \"0\"))","v":"keine Auswahl"}]
[null,null,"Qtot","[kWh/m²]","Gesamtwärmeverlust",null,{"$f":"G80","v":{"v":0,"d":"0.00"}},{"v":0,"d":"0.00"},{"v":0,"d":"0.00"},{"v":0,"d":"0.00"},{"v":0,"d":"0.00"},{"v":0,"d":"0.00"},{"v":0,"d":"0.00"},{"v":0,"d":"0.00"},{"v":0,"d":"0.00"},{"v":0,"d":"0.00"},{"v":0,"d":"0.00"},{"v":0,"d":"0.00"}]
[null,null,"Qug","[kWh/m²]","genutzte Wärmeeinträge",null,{"$f":"G81","v":{"v":0,"d":"0.00"}},{"v":0,"d":"0.00"},{"v":0,"d":"0.00"},{"v":0,"d":"0.00"},{"v":0,"d":"0.00"},{"v":0,"d":"0.00"},{"v":0,"d":"0.00"},{"v":0,"d":"0.00"},{"v":0,"d":"0.00"},{"v":0,"d":"0.00"},{"v":0,"d":"0.00"},{"v":0,"d":"0.00"}]
[null,null,"QH","[kWh/m²]","Heizwärmebedarf",{"$f":"F82","v":{"v":0,"d":"0.00"}},{"v":0,"d":"0.00"},{"v":0,"d":"0.00"},{"v":0,"d":"0.00"},{"v":0,"d":"0.00"},{"v":0,"d":"0.00"},{"v":0,"d":"0.00"},{"v":0,"d":"0.00"},{"v":0,"d":"0.00"},{"v":0,"d":"0.00"},{"v":0,"d":"0.00"},{"v":0,"d":"0.00"},{"v":0,"d":"0.00"}]
[]
[null,null,{"$f":"IF(Kat_3=0,\"keine Auswahl\",\"Kategorie 3: \" & TEXT(Kat_3, \"0\"))","v":"keine Auswahl"}]
[null,null,"Qtot","[kWh/m²]","Gesamtwärmeverlust",null,{"$f":"G85","v":{"v":0,"d":"0.00"}},{"v":0,"d":"0.00"},{"v":0,"d":"0.00"},{"v":0,"d":"0.00"},{"v":0,"d":"0.00"},{"v":0,"d":"0.00"},{"v":0,"d":"0.00"},{"v":0,"d":"0.00"},{"v":0,"d":"0.00"},{"v":0,"d":"0.00"},{"v":0,"d":"0.00"},{"v":0,"d":"0.00"}]
[null,null,"Qug","[kWh/m²]","genutzte Wärmeeinträge",null,{"$f":"G86","v":{"v":0,"d":"0.00"}},{"v":0,"d":"0.00"},{"v":0,"d":"0.00"},{"v":0,"d":"0.00"},{"v":0,"d":"0.00"},{"v":0,"d":"0.00"},{"v":0,"d":"0.00"},{"v":0,"d":"0.00"},{"v":0,"d":"0.00"},{"v":0,"d":"0.00"},{"v":0,"d":"0.00"},{"v":0,"d":"0.00"}]
[null,null,"QH","[kWh/m²]","Heizwärmebedarf",{"$f":"F87","v":{"v":0,"d":"0.00"}},{"v":0,"d":"0.00"},{"v":0,"d":"0.00"},{"v":0,"d":"0.00"},{"v":0,"d":"0.00"},{"v":0,"d":"0.00"},{"v":0,"d":"0.00"},{"v":0,"d":"0.00"},{"v":0,"d":"0.00"},{"v":0,"d":"0.00"},{"v":0,"d":"0.00"},{"v":0,"d":"0.00"},{"v":0,"d":"0.00"}]

{"sheet":"GT","index":5,"n_rows":310,"n_cols":37,"rows_kept":310,"merged":[[6,4,6,6],[6,8,6,10],[6,12,6,14],[7,4,7,6],[7,8,7,10],[7,12,7,14],[9,4,9,6],[9,8,9,10],[9,12,9,14],[13,18,14,20],[17,6,17,8],[19,6,19,8],[21,6,21,8],[33,18,34,20],[37,6,37,8],[39,6,39,8],[41,6,41,8],[53,18,54,20],[57,6,57,8],[59,6,59,8],[61,6,61,8],[75,1,76,24],[84,18,85,20],[88,6,88,8],[90,6,90,8],[102,18,103,20],[106,6,106,8],[108,6,108,8],[120,18,121,20],[124,6,124,8],[126,6,126,8],[135,4,135,6],[135,8,135,10],[135,12,135,14],[137,4,137,6],[137,8,137,10],[137,12,137,14],[140,1,141,24],[145,14,149,14],[145,16,149,16],[147,22,148,24],[151,6,151,8],[153,6,153,8],[155,6,155,8],[165,14,169,14],[165,16,169,16],[167,22,168,24],[171,6,171,8],[173,6,173,8],[175,6,175,8],[185,14,189,14],[185,16,189,16],[187,22,188,24],[191,6,191,8],[193,6,193,8],[195,6,195,8],[206,1,207,24],[243,4,243,8],[247,4,247,6],[247,8,247,10],[248,4,248,6],[248,8,248,10],[249,4,249,6],[249,8,249,10],[250,4,250,6],[250,8,250,10],[251,4,251,6],[251,8,251,10],[253,2,254,2],[253,4,253,6],[253,8,253,10],[254,4,254,6],[254,8,254,10],[255,4,255,6],[255,8,255,10],[256,4,256,6],[256,8,256,10],[257,4,257,6],[257,8,257,10],[258,4,258,6],[258,8,258,10],[259,4,259,6],[259,8,259,10],[260,4,260,6],[260,8,260,10],[261,4,261,6],[261,8,261,10],[262,4,262,6],[262,8,262,10],[263,4,263,6],[263,8,263,10],[264,4,264,6],[264,8,264,10],[265,4,265,6],[265,8,265,10],[266,4,266,6],[266,8,266,10],[267,4,267,6],[267,8,267,10],[268,4,268,6],[268,8,268,10],[269,4,269,6],[269,8,269,10],[269,14,272,18],[270,4,270,6],[270,8,270,10],[272,2,272,6],[272,8,272,10],[285,4,285,6],[285,8,285,10],[285,12,285,14],[289,4,289,6],[306,4,306,6],[306,8,306,10],[306,12,306,14],[309,1,310,24]]}
[]
[null,"Gebäude-Energie-Analyse-Tool",{"$nulls":23},1,"1: KBOB, 2: GEAK"]
[null,"D. Erfassung der Gebäudetechnik",{"$nulls":16},"Berechnung mit Daten nach ",{"$nulls":6},"emiss","primenfa","JAZ","El.vrbr/oWrm","für Heizung","Anteil","für WW","Anteil","Effizienz","eff/JAZ"]
[]
[null,"1 Heizwärme",null,null,{"$f":"IF(Kat_1=0,\"keine Auswahl\",\"Kat.1: \" & TEXT(Kat_1, \"0\"))","v":"keine Auswahl"},{"$nulls":3},{"$f":"IF(Kat_2=0,\"keine Auswahl\",\"Kat.2: \" & TEXT(Kat_2, \"0\"))","v":"keine Auswahl"},{"$nulls":3},{"$f":"IF(Kat_3=0,\"keine Auswahl\",\"Kat.3: \" & TEXT(Kat_3, \"0\"))","v":"keine Auswahl"}]
[]
[null,"Wärmeverteilung",{"$nulls":34},"Kommentare:"]
[]
[]
[null,"Dämmdicke Leitungen [cm]"]
[{"$nulls":6},{"$f":"IF(AND(Kat_1=0,Kat_2=0,Kat_3=0),\"Bitte Kategorie(n) wählen (-> Gebäudeinformationen)\",\"\")","v":"Bitte Kategorie(n) wählen (-> Gebäudeinformationen)"}]
[null,{"$f":"IF(Kat_1=0,\"1.1: keine Auswahl\",\"1.1: \" & TEXT(Kat_1, \"0\"))","v":"1.1: keine Auswahl"}]
[]
[null,null,{"$f":"IF(Kat_1=0,\"\",\"Verbrauch\")","v":""},{"$nulls":3},"[kWh/a]",{"$nulls":11},"Kosten [CHF/a]:"]
[]
[null,null,"Bezeichnung Erzeuger:",null,"Anteil [%]:",null,"Typ:",{"$nulls":3},"Effizienz:",null,"JAZ:",null,"Leistung [kW]:",null,"Baujahr:",null,"Betrieb:",null,"Instandhalt.:"]
[]
[{"$nulls":10},{"$f":"IF(G18=\"\",\"\",0.9)","v":""},null,{"$f":"IFERROR(IF(_xlfn.XLOOKUP(G18,Daten!$A$309:$A$357,Daten!$L$309:$L$357)=1,_xlfn.XLOOKUP(G18,Daten!$A$309:$A$357,Daten!$K$309:$K$357,\"\"),\"\"),\"\")","v":""},{"$nulls":14},{"$f":"IF(ISNUMBER(M18),M18,_xlfn.XLOOKUP(G18,Daten!$A$309:$A$357,Daten!$K$309:$K$357,1))","v":1},{"$nulls":5},{"$f":"IF(ISNUMBER(K18),K18,0.9)","v":0.9},{"$f":"IFERROR(IF(_xlfn.XLOOKUP($G18,Daten!$A$309:$A$357,Daten!$L$309:$L$357)<>0,$AB18,$AH18),1)","v":1}]
[]
[{"$nulls":10},{"$f":"IF(G20=\"\",\"\",0.9)","v":""},null,{"$f":"IFERROR(IF(_xlfn.XLOOKUP(G20,Daten!$A$309:$A$357,Daten!$L$309:$L$357)=1,_xlfn.XLOOKUP(G20,Daten!$A$309:$A$357,Daten!$K$309:$K$357,\"\"),\"\"),\"\")","v":""},{"$nulls":14},{"$f":"IF(ISNUMBER(M20),M20,_xlfn.XLOOKUP(G20,Daten!$A$309:$A$357,Daten!$K$309:$K$357,1))","v":1},{"$nulls":5},{"$f":"IF(ISNUMBER(K20),K20,0.9)","v":0.9},{"$f":"IFERROR(IF(_xlfn.XLOOKUP($G20,Daten!$A$309:$A$357,Daten!$L$309:$L$357)<>0,$AB20,$AH20),1)","v":1}]
[]
[{"$nulls":10},{"$f":"IF(G22=\"\",\"\",0.9)","v":""},null,{"$f":"IFERROR(IF(_xlfn.XLOOKUP(G22,Daten!$A$309:$A$357,Daten!$L$309:$L$357)=1,_xlfn.XLOOKUP(G22,Daten!$A$309:$A$357,Daten!$K$309:$K$357,\"\"),\"\"),\"\")","v":""},{"$nulls":14},{"$f":"IF(ISNUMBER(M22),M22,_xlfn.XLOOKUP(G22,Daten!$A$309:$A$357,Daten!$K$309:$K$357,1))","v":1},{"$nulls":5},{"$f":"IF(ISNUMBER(K22),K22,0.9)","v":0.9},{"$f":"IFERROR(IF(_xlfn.XLOOKUP($G22,Daten!$A$309:$A$357,Daten!$L$309:$L$357)<>0,$AB22,$AH22),1)","v":1}]
[]
[null,null,{"$f":"IF(Kat_1=0,\"\",\"Standardwerte überschreiben:\")","v":""},{"$nulls":3},{"$f":"IF(Kat_1=0,\"\",\"Emissionen\")","v":""},{"$nulls":3},{"$f":"IF(Kat_1=0,\"\",\"Primärenergiefaktor\")","v":""}]
[]
[{"$nulls":4},{"$f":"IF(OR(Kat_1=0,C18=0),\"\",C18)","v":""},null,{"$f":"IF(Z26=0,\"\",Z26)","v":""},null,"[kgCO2eq/kWh]",null,{"$f":"IF(AA26=0,\"\",AA26)","v":""},null,"[kWhPrE/kWhEndE]",{"$nulls":12},{"$f":"IFERROR(IF(_xlfn.XLOOKUP(G18,Daten!$A$309:$A$357,Daten!$L$309:$L$357),IF($Z$2=2,Daten!$I$362,Daten!$E$362),\n_xlfn.XLOOKUP(G18,Daten!$A$309:$A$357,IF($Z$2=2,Daten!$I$309:$I$357,Daten!$E$309:$E$357))),0)","v":{"v":0,"d":"0.0000"}},{"$f":"IFERROR(IF(_xlfn.XLOOKUP(G18,Daten!$A$309:$A$357,Daten!$L$309:$L$357),IF($Z$2=2,Daten!$G$362,Daten!$C$362),\n_xlfn.XLOOKUP(G18,Daten!$A$309:$A$357,IF($Z$2=2,Daten!$G$309:$G$357,Daten!$C$309:$C$357))),0)","v":{"v":0,"d":"0.0000"}},null,"*KBOB/GEAK-Faktoren, Anpassen an manuelle JAZ, bei GEAK und WP dividieren durch JAZ"]
[]
[{"$nulls":4},{"$f":"IF(OR(Kat_1=0,C20=0),\"\",C20)","v":""},null,{"$f":"IF(Z28=0,\"\",Z28)","v":""},null,"[kgCO2eq/kWh]",null,{"$f":"IF(AA28=0,\"\",AA28)","v":""},null,"[kWhPrE/kWhEndE]",{"$nulls":12},{"$f":"IFERROR(IF(_xlfn.XLOOKUP(G20,Daten!$A$309:$A$357,Daten!$L$309:$L$357),IF($Z$2=2,Daten!$I$362,Daten!$E$362),\n_xlfn.XLOOKUP(G20,Daten!$A$309:$A$357,IF($Z$2=2,Daten!$I$309:$I$357,Daten!$E$309:$E$357))),0)","v":{"v":0,"d":"0.0000"}},{"$f":"IFERROR(IF(_xlfn.XLOOKUP(G20,Daten!$A$309:$A$357,Daten!$L$309:$L$357),IF($Z$2=2,Daten!$G$362,Daten!$C$362),\n_xlfn.XLOOKUP(G20,Daten!$A$309:$A$357,IF($Z$2=2,Daten!$G$309:$G$357,Daten!$C$309:$C$357))),0)","v":{"v":0,"d":"0.0000"}}]
[]
[{"$nulls":4},{"$f":"IF(OR(Kat_1=0,C22=0),\"\",C22)","v":""},null,{"$f":"IF(Z30=0,\"\",Z30)","v":""},null,"[kgCO2eq/kWh]",null,{"$f":"IF(AA30=0,\"\",AA30)","v":""},null,"[kWhPrE/kWhEndE]",{"$nulls":12},{"$f":"IFERROR(IF(_xlfn.XLOOKUP(G22,Daten!$A$309:$A$357,Daten!$L$309:$L$357),IF($Z$2=2,Daten!$I$362,Daten!$E$362),\n_xlfn.XLOOKUP(G22,Daten!$A$309:$A$357,IF($Z$2=2,Daten!$I$309:$I$357,Daten!$E$309:$E$357))),0)","v":{"v":0,"d":"0.0000"}},{"$f":"IFERROR(IF(_xlfn.XLOOKUP(G22,Daten!$A$309:$A$357,Daten!$L$309:$L$357),IF($Z$2=2,Daten!$G$362,Daten!$C$362),\n_xlfn.XLOOKUP(G22,Daten!$A$309:$A$357,IF($Z$2=2,Daten!$G$309:$G$357,Daten!$C$309:$C$357))),0)","v":{"v":0,"d":"0.0000"}}]
[]
[null,{"$f":"IF(Kat_2=0,\"1.2: keine Auswahl\",\"1.2: \" & TEXT(Kat_2, \"0\"))","v":"1.2: keine Auswahl"}]
[]
[null,null,{"$f":"IF(Kat_2=0,\"\",\"Verbrauch (Endenergie)\")","v":""},{"$nulls":3},"[kWh/a]",{"$nulls":11},"Kosten [CHF/a]:"]
[]
[null,null,"Bezeichnung Erzeuger:",null,"Anteil [%]:",null,"Typ:",{"$nulls":3},"Effizienz:",null,"JAZ:",null,"Leistung [kW]:",null,"Baujahr:",null,"Betrieb:",null,"Instandhalt.:"]
[]
[{"$nulls":10},{"$f":"IF(G38=\"\",\"\",0.9)","v":""},null,{"$f":"IFERROR(IF(_xlfn.XLOOKUP(G38,Daten!$A$309:$A$357,Daten!$L$309:$L$357)=1,_xlfn.XLOOKUP(G38,Daten!$A$309:$A$357,Daten!$K$309:$K$357,\"\"),\"\"),\"\")","v":""},{"$nulls":14},{"$f":"IF(ISNUMBER(M38),M38,_xlfn.XLOOKUP(G38,Daten!$A$309:$A$357,Daten!$K$309:$K$357,1))","v":1},{"$nulls":5},{"$f":"IF(ISNUMBER(K38),K38,0.9)","v":0.9},{"$f":"IFERROR(IF(_xlfn.XLOOKUP($G38,Daten!$A$309:$A$357,Daten!$L$309:$L$357)<>0,$AB38,$AH38),1)","v":1}]
[]
[{"$nulls":10},{"$f":"IF(G40=\"\",\"\",0.9)","v":""},null,{"$f":"IFERROR(IF(_xlfn.XLOOKUP(G40,Daten!$A$309:$A$357,Daten!$L$309:$L$357)=1,_xlfn.XLOOKUP(G40,Daten!$A$309:$A$357,Daten!$K$309:$K$357,\"\"),\"\"),\"\")","v":""},{"$nulls":14},{"$f":"IF(ISNUMBER(M40),M40,_xlfn.XLOOKUP(G40,Daten!$A$309:$A$357,Daten!$K$309:$K$357,1))","v":1},{"$nulls":5},{"$f":"IF(ISNUMBER(K40),K40,0.9)","v":0.9},{"$f":"IFERROR(IF(_xlfn.XLOOKUP($G40,Daten!$A$309:$A$357,Daten!$L$309:$L$357)<>0,$AB40,$AH40),1)","v":1}]
[]
[{"$nulls":10},{"$f":"IF(G42=\"\",\"\",0.9)","v":""},null,{"$f":"IFERROR(IF(_xlfn.XLOOKUP(G42,Daten!$A$309:$A$357,Daten!$L$309:$L$357)=1,_xlfn.XLOOKUP(G42,Daten!$A$309:$A$357,Daten!$K$309:$K$357,\"\"),\"\"),\"\")","v":""},{"$nulls":14},{"$f":"IF(ISNUMBER(M42),M42,_xlfn.XLOOKUP(G42,Daten!$A$309:$A$357,Daten!$K$309:$K$357,1))","v":1},{"$nulls":5},{"$f":"IF(ISNUMBER(K42),K42,0.9)","v":0.9},{"$f":"IFERROR(IF(_xlfn.XLOOKUP($G42,Daten!$A$309:$A$357,Daten!$L$309:$L$357)<>0,$AB42,$AH42),1)","v":1}]
[]
[null,null,{"$f":"IF(Kat_2=0,\"\",\"Standardwerte überschreiben:\")","v":""},{"$nulls":3},{"$f":"IF(Kat_2=0,\"\",\"Emissionen\")","v":""},{"$nulls":3},{"$f":"IF(Kat_2=0,\"\",\"Primärenergiefaktor\")","v":""}]
[]
[{"$nulls":4},{"$f":"IF(OR(Kat_2=0,C38=0),\"\",C38)","v":""},null,{"$f":"IF(Z46=0,\"\",Z46)","v":""},null,"[kgCO2eq/kWh]",null,{"$f":"IF(AA46=0,\"\",AA46)","v":""},null,"[kWhPrE/kWhEndE]",{"$nulls":12},{"$f":"IFERROR(IF(_xlfn.XLOOKUP(G38,Daten!$A$309:$A$357,Daten!$L$309:$L$357),IF($Z$2=2,Daten!$I$362,Daten!$E$362),\n_xlfn.XLOOKUP(G38,Daten!$A$309:$A$357,IF($Z$2=2,Daten!$I$309:$I$357,Daten!$E$309:$E$357))),0)","v":{"v":0,"d":"0.0000"}},{"$f":"IFERROR(IF(_xlfn.XLOOKUP(G38,Daten!$A$309:$A$357,Daten!$L$309:$L$357),IF($Z$2=2,Daten!$G$362,Daten!$C$362),\n_xlfn.XLOOKUP(G38,Daten!$A$309:$A$357,IF($Z$2=2,Daten!$G$309:$G$357,Daten!$C$309:$C$357))),0)","v":{"v":0,"d":"0.0000"}}]
[]
[{"$nulls":4},{"$f":"IF(OR(Kat_2=0,C40=0),\"\",C40)","v":""},null,{"$f":"IF(Z48=0,\"\",Z48)","v":""},null,"[kgCO2eq/kWh]",null,{"$f":"IF(AA48=0,\"\",AA48)","v":""},null,"[kWhPrE/kWhEndE]",{"$nulls":12},{"$f":"IFERROR(IF(_xlfn.XLOOKUP(G40,Daten!$A$309:$A$357,Daten!$L$309:$L$357),IF($Z$2=2,Daten!$I$362,Daten!$E$362),\n_xlfn.XLOOKUP(G40,Daten!$A$309:$A$357,IF($Z$2=2,Daten!$I$309:$I$357,Daten!$E$309:$E$357))),0)","v":{"v":0,"d":"0.0000"}},{"$f":"IFERROR(IF(_xlfn.XLOOKUP(G40,Daten!$A$309:$A$357,Daten!$L$309:$L$357),IF($Z$2=2,Daten!$G$362,Daten!$C$362),\n_xlfn.XLOOKUP(G40,Daten!$A$309:$A$357,IF($Z$2=2,Daten!$G$309:$G$357,Daten!$C$309:$C$357))),0)","v":{"v":0,"d":"0.0000"}}]
[]
[{"$nulls":4},{"$f":"IF(OR(Kat_2=0,C42=0),\"\",C42)","v":""},null,{"$f":"IF(Z50=0,\"\",Z50)","v":""},null,"[kgCO2eq/kWh]",null,{"$f":"IF(AA50=0,\"\",AA50)","v":""},null,"[kWhPrE/kWhEndE]",{"$nulls":12},{"$f":"IFERROR(IF(_xlfn.XLOOKUP(G42,Daten!$A$309:$A$357,Daten!$L$309:$L$357),IF($Z$2=2,Daten!$I$362,Daten!$E$362),\n_xlfn.XLOOKUP(G42,Daten!$A$309:$A$357,IF($Z$2=2,Daten!$I$309:$I$357,Daten!$E$309:$E$357))),0)","v":{"v":0,"d":"0.0000"}},{"$f":"IFERROR(IF(_xlfn.XLOOKUP(G42,Daten!$A$309:$A$357,Daten!$L$309:$L$357),IF($Z$2=2,Daten!$G$362,Daten!$C$362),\n_xlfn.XLOOKUP(G42,Daten!$A$309:$A$357,IF($Z$2=2,Daten!$G$309:$G$357,Daten!$C$309:$C$357))),0)","v":{"v":0,"d":"0.0000"}}]
[]
[null,{"$f":"IF(Kat_3=0,\"1.3: keine Auswahl\",\"1.3: \" & TEXT(Kat_3, \"0\"))","v":"1.3: keine Auswahl"}]
[]
[null,null,{"$f":"IF(Kat_3=0,\"\",\"Verbrauch (Endenergie)\")","v":""},{"$nulls":3},"[kWh/a]",{"$nulls":11},"Kosten [CHF/a]:"]
[]
[null,null,"Bezeichnung Erzeuger:",null,"Anteil [%]:",null,"Typ:",{"$nulls":3},"Effizienz:",null,"JAZ:",null,"Leistung [kW]:",null,"Baujahr:",null,"Betrieb:",null,"Instandhalt.:"]
[]
[{"$nulls":10},{"$f":"IF(G58=\"\",\"\",0.9)","v":""},null,{"$f":"IFERROR(IF(_xlfn.XLOOKUP(G58,Daten!$A$309:$A$357,Daten!$L$309:$L$357)=1,_xlfn.XLOOKUP(G58,Daten!$A$309:$A$357,Daten!$K$309:$K$357,\"\"),\"\"),\"\")","v":""},{"$nulls":14},{"$f":"IF(ISNUMBER(M58),M58,_xlfn.XLOOKUP(G58,Daten!$A$309:$A$357,Daten!$K$309:$K$357,1))","v":1},{"$nulls":5},{"$f":"IF(ISNUMBER(K58),K58,0.9)","v":0.9},{"$f":"IFERROR(IF(_xlfn.XLOOKUP($G58,Daten!$A$309:$A$357,Daten!$L$309:$L$357)<>0,$AB58,$AH58),1)","v":1}]
[]
[{"$nulls":10},{"$f":"IF(G60=\"\",\"\",0.9)","v":""},null,{"$f":"IFERROR(IF(_xlfn.XLOOKUP(G60,Daten!$A$309:$A$357,Daten!$L$309:$L$357)=1,_xlfn.XLOOKUP(G60,Daten!$A$309:$A$357,Daten!$K$309:$K$357,\"\"),\"\"),\"\")","v":""},{"$nulls":14},{"$f":"IF(ISNUMBER(M60),M60,_xlfn.XLOOKUP(G60,Daten!$A$309:$A$357,Daten!$K$309:$K$357,1))","v":1},{"$nulls":5},{"$f":"IF(ISNUMBER(K60),K60,0.9)","v":0.9},{"$f":"IFERROR(IF(_xlfn.XLOOKUP($G60,Daten!$A$309:$A$357,Daten!$L$309:$L$357)<>0,$AB60,$AH60),1)","v":1}]
[]
[{"$nulls":10},{"$f":"IF(G62=\"\",\"\",0.9)","v":""},null,{"$f":"IFERROR(IF(_xlfn.XLOOKUP(G62,Daten!$A$309:$A$357,Daten!$L$309:$L$357)=1,_xlfn.XLOOKUP(G62,Daten!$A$309:$A$357,Daten!$K$309:$K$357,\"\"),\"\"),\"\")","v":""},{"$nulls":14},{"$f":"IF(ISNUMBER(M62),M62,_xlfn.XLOOKUP(G62,Daten!$A$309:$A$357,Daten!$K$309:$K$357,1))","v":1},{"$nulls":5},{"$f":"IF(ISNUMBER(K62),K62,0.9)","v":0.9},{"$f":"IFERROR(IF(_xlfn.XLOOKUP($G62,Daten!$A$309:$A$357,Daten!$L$309:$L$357)<>0,$AB62,$AH62),1)","v":1}]
[]
[null,null,{"$f":"IF(Kat_3=0,\"\",\"Standardwerte überschreiben:\")","v":""},{"$nulls":3},{"$f":"IF(Kat_3=0,\"\",\"Emissionen\")","v":""},{"$nulls":3},{"$f":"IF(Kat_3=0,\"\",\"Primärenergiefaktor\")","v":""}]
[]
[{"$nulls":4},{"$f":"IF(OR(Kat_3=0,C58=0),\"\",C58)","v":""},null,{"$f":"IF(Z66=0,\"\",Z66)","v":""},null,"[kgCO2eq/kWh]",null,{"$f":"IF(AA66=0,\"\",AA66)","v":""},null,"[kWhPrE/kWhEndE]",{"$nulls":12},{"$f":"IFERROR(IF(_xlfn.XLOOKUP(G58,Daten!$A$309:$A$357,Daten!$L$309:$L$357),IF($Z$2=2,Daten!$I$362,Daten!$E$362),\n_xlfn.XLOOKUP(G58,Daten!$A$309:$A$357,IF($Z$2=2,Daten!$I$309:$I$357,Daten!$E$309:$E$357))),0)","v":{"v":0,"d":"0.0000"}},{"$f":"IFERROR(IF(_xlfn.XLOOKUP(G58,Daten!$A$309:$A$357,Daten!$L$309:$L$357),IF($Z$2=2,Daten!$G$362,Daten!$C$362),\n_xlfn.XLOOKUP(G58,Daten!$A$309:$A$357,IF($Z$2=2,Daten!$G$309:$G$357,Daten!$C$309:$C$357))),0)","v":{"v":0,"d":"0.0000"}}]
[]
[{"$nulls":4},{"$f":"IF(OR(Kat_3=0,C60=0),\"\",C60)","v":""},null,{"$f":"IF(Z68=0,\"\",Z68)","v":""},null,"[kgCO2eq/kWh]",null,{"$f":"IF(AA68=0,\"\",AA68)","v":""},null,"[kWhPrE/kWhEndE]",{"$nulls":12},{"$f":"IFERROR(IF(_xlfn.XLOOKUP(G60,Daten!$A$309:$A$357,Daten!$L$309:$L$357),IF($Z$2=2,Daten!$I$362,Daten!$E$362),\n_xlfn.XLOOKUP(G60,Daten!$A$309:$A$357,IF($Z$2=2,Daten!$I$309:$I$357,Daten!$E$309:$E$357))),0)","v":{"v":0,"d":"0.0000"}},{"$f":"IFERROR(IF(_xlfn.XLOOKUP(G60,Daten!$A$309:$A$357,Daten!$L$309:$L$357),IF($Z$2=2,Daten!$G$362,Daten!$C$362),\n_xlfn.XLOOKUP(G60,Daten!$A$309:$A$357,IF($Z$2=2,Daten!$G$309:$G$357,Daten!$C$309:$C$357))),0)","v":{"v":0,"d":"0.0000"}}]
[]
[{"$nulls":4},{"$f":"IF(OR(Kat_3=0,C62=0),\"\",C62)","v":""},null,{"$f":"IF(Z70=0,\"\",Z70)","v":""},null,"[kgCO2eq/kWh]",null,{"$f":"IF(AA70=0,\"\",AA70)","v":""},null,"[kWhPrE/kWhEndE]",{"$nulls":12},{"$f":"IFERROR(IF(_xlfn.XLOOKUP(G62,Daten!$A$309:$A$357,Daten!$L$309:$L$357),IF($Z$2=2,Daten!$I$362,Daten!$E$362),\n_xlfn.XLOOKUP(G62,Daten!$A$309:$A$357,IF($Z$2=2,Daten!$I$309:$I$357,Daten!$E$309:$E$357))),0)","v":{"v":0,"d":"0.0000"}},{"$f":"IFERROR(IF(_xlfn.XLOOKUP(G62,Daten!$A$309:$A$357,Daten!$L$309:$L$357),IF($Z$2=2,Daten!$G$362,Daten!$C$362),\n_xlfn.XLOOKUP(G62,Daten!$A$309:$A$357,IF($Z$2=2,Daten!$G$309:$G$357,Daten!$C$309:$C$357))),0)","v":{"v":0,"d":"0.0000"}}]
[null,"Flächenheizung"]
[null,"Radiatoren"]
[null,"Andere"]
[]
[null,"1a Beschreibung und Bemerkungen"]
[null,"Freitext. "]
[]
[]
[null,"2 Warmwasser",{"$nulls":34},"Kommentare:"]
[]
[null,{"$f":"IF(Kat_1=0,\"2.1: keine Auswahl\",\"2.1: \" & TEXT(Kat_1, \"0\"))","v":"2.1: keine Auswahl"}]
[]
[null,null,{"$f":"IF(Kat_1=0,\"\",\"Verbrauch (Endenergie)\")","v":""},{"$nulls":3},"[kWh/a]"]
[]
[null,null,{"$f":"IF(Kat_1=0,\"\",\"Wasserverbrauch\")","v":""},{"$nulls":3},"[Liter]",{"$nulls":11},"Kosten [CHF/a]:"]
[]
[null,null,"Bezeichnung Erzeuger:",null,"Anteil [%]:",null,"Typ:",{"$nulls":3},"Effizienz:",null,"JAZ:",null,"Leistung [kW]:",null,"Baujahr:",null,"Betrieb:",null,"Instandhalt.:"]
[]
[{"$nulls":10},{"$f":"IF(G89=\"\",\"\",0.9)","v":""},null,{"$f":"IFERROR(IF(_xlfn.XLOOKUP(G89,Daten!$A$309:$A$357,Daten!$L$309:$L$357)=1,_xlfn.XLOOKUP(G89,Daten!$A$309:$A$357,Daten!$K$309:$K$357,\"\"),\"\"),\"\")","v":""},{"$nulls":14},{"$f":"IF(ISNUMBER(M89),M89,_xlfn.XLOOKUP(G89,Daten!$A$309:$A$357,Daten!$K$309:$K$357,1))","v":1},{"$nulls":5},{"$f":"IF(ISNUMBER(K89),K89,0.9)","v":0.9},{"$f":"IFERROR(IF(_xlfn.XLOOKUP($G89,Daten!$A$309:$A$357,Daten!$L$309:$L$357)<>0,$AB89,$AH89),1)","v":1}]
[]
[{"$nulls":10},{"$f":"IF(G91=\"\",\"\",0.9)","v":""},null,{"$f":"IFERROR(IF(_xlfn.XLOOKUP(G91,Daten!$A$309:$A$357,Daten!$L$309:$L$357)=1,_xlfn.XLOOKUP(G91,Daten!$A$309:$A$357,Daten!$K$309:$K$357,\"\"),\"\"),\"\")","v":""},{"$nulls":14},{"$f":"IF(ISNUMBER(M91),M91,_xlfn.XLOOKUP(G91,Daten!$A$309:$A$357,Daten!$K$309:$K$357,1))","v":1},{"$nulls":5},{"$f":"IF(ISNUMBER(K91),K91,0.9)","v":0.9},{"$f":"IFERROR(IF(_xlfn.XLOOKUP($G91,Daten!$A$309:$A$357,Daten!$L$309:$L$357)<>0,$AB91,$AH91),1)","v":1}]
[]
[null,null,{"$f":"IF(Kat_1=0,\"\",\"Standardwerte überschreiben:\")","v":""},{"$nulls":3},{"$f":"IF(Kat_1=0,\"\",\"Emissionen\")","v":""},{"$nulls":3},{"$f":"IF(Kat_1=0,\"\",\"Primärenergiefaktor\")","v":""}]
[]
[{"$nulls":4},{"$f":"IF(OR(Kat_1=0,C89=0),\"\",C89)","v":""},null,{"$f":"IF(Z95=0,\"\",Z95)","v":""},null,"[kgCO2eq/kWh]",null,{"$f":"IF(AA95=0,\"\",AA95)","v":""},null,"[kWhPrE/kWhEndE]",{"$nulls":12},{"$f":"IFERROR(IF(_xlfn.XLOOKUP(G89,Daten!$A$309:$A$357,Daten!$L$309:$L$357),IF($Z$2=2,Daten!$I$362,Daten!$E$362),\n_xlfn.XLOOKUP(G89,Daten!$A$309:$A$357,IF($Z$2=2,Daten!$I$309:$I$357,Daten!$E$309:$E$357))),0)","v":{"v":0,"d":"0.0000"}},{"$f":"IFERROR(IF(_xlfn.XLOOKUP(G89,Daten!$A$309:$A$357,Daten!$L$309:$L$357),IF($Z$2=2,Daten!$G$362,Daten!$C$362),\n_xlfn.XLOOKUP(G89,Daten!$A$309:$A$357,IF($Z$2=2,Daten!$G$309:$G$357,Daten!$C$309:$C$357))),0)","v":{"v":0,"d":"0.0000"}}]
[]
[{"$nulls":4},{"$f":"IF(OR(Kat_1=0,C91=0),\"\",C91)","v":""},null,{"$f":"IF(Z97=0,\"\",Z97)","v":""},null,"[kgCO2eq/kWh]",null,{"$f":"IF(AA97=0,\"\",AA97)","v":""},null,"[kWhPrE/kWhEndE]",{"$nulls":12},{"$f":"IFERROR(IF(_xlfn.XLOOKUP(G91,Daten!$A$309:$A$357,Daten!$L$309:$L$357),IF($Z$2=2,Daten!$I$362,Daten!$E$362),\n_xlfn.XLOOKUP(G91,Daten!$A$309:$A$357,IF($Z$2=2,Daten!$I$309:$I$357,Daten!$E$309:$E$357))),0)","v":{"v":0,"d":"0.0000"}},{"$f":"IFERROR(IF(_xlfn.XLOOKUP(G91,Daten!$A$309:$A$357,Daten!$L$309:$L$357),IF($Z$2=2,Daten!$G$362,Daten!$C$362),\n_xlfn.XLOOKUP(G91,Daten!$A$309:$A$357,IF($Z$2=2,Daten!$G$309:$G$357,Daten!$C$309:$C$357))),0)","v":{"v":0,"d":"0.0000"}}]
[]
[null,{"$f":"IF(Kat_2=0,\"2.2: keine Auswahl\",\"2.2: \" & TEXT(Kat_2, \"0\"))","v":"2.2: keine Auswahl"}]
[]
[null,null,{"$f":"IF(Kat_2=0,\"\",\"Verbrauch (Endenergie)\")","v":""},{"$nulls":3},"[kWh/a]"]
[]
[null,null,{"$f":"IF(Kat_1=0,\"\",\"Wasserverbrauch\")","v":""},{"$nulls":3},"[Liter]",{"$nulls":11},"Kosten [CHF/a]:"]
[]
[null,null,"Bezeichnung Erzeuger:",null,"Anteil [%]:",null,"Typ:",{"$nulls":3},"Effizienz:",null,"JAZ:",null,"Leistung [kW]:",null,"Baujahr:",null,"Betrieb:",null,"Instandhalt.:"]
[]
[{"$nulls":10},{"$f":"IF(G107=\"\",\"\",0.9)","v":""},null,{"$f":"IFERROR(IF(_xlfn.XLOOKUP(G107,Daten!$A$309:$A$357,Daten!$L$309:$L$357)=1,_xlfn.XLOOKUP(G107,Daten!$A$309:$A$357,Daten!$K$309:$K$357,\"\"),\"\"),\"\")","v":""},{"$nulls":14},{"$f":"IF(ISNUMBER(M107),M107,_xlfn.XLOOKUP(G107,Daten!$A$309:$A$357,Daten!$K$309:$K$357,1))","v":1},{"$nulls":5},{"$f":"IF(ISNUMBER(K107),K107,0.9)","v":0.9},{"$f":"IFERROR(IF(_xlfn.XLOOKUP($G107,Daten!$A$309:$A$357,Daten!$L$309:$L$357)<>0,$AB107,$AH107),1)","v":1}]
[]
[{"$nulls":10},{"$f":"IF(G109=\"\",\"\",0.9)","v":""},null,{"$f":"IFERROR(IF(_xlfn.XLOOKUP(G109,Daten!$A$309:$A$357,Daten!$L$309:$L$357)=1,_xlfn.XLOOKUP(G109,Daten!$A$309:$A$357,Daten!$K$309:$K$357,\"\"),\"\"),\"\")","v":""},{"$nulls":14},{"$f":"IF(ISNUMBER(M109),M109,_xlfn.XLOOKUP(G109,Daten!$A$309:$A$357,Daten!$K$309:$K$357,1))","v":1},{"$nulls":5},{"$f":"IF(ISNUMBER(K109),K109,0.9)","v":0.9},{"$f":"IFERROR(IF(_xlfn.XLOOKUP($G109,Daten!$A$309:$A$357,Daten!$L$309:$L$357)<>0,$AB109,$AH109),1)","v":1}]
[]
[null,null,{"$f":"IF(Kat_2=0,\"\",\"Standardwerte überschreiben:\")","v":""},{"$nulls":3},{"$f":"IF(Kat_2=0,\"\",\"Emissionen\")","v":""},{"$nulls":3},{"$f":"IF(Kat_2=0,\"\",\"Primärenergiefaktor\")","v":""}]
[]
[{"$nulls":4},{"$f":"IF(OR(Kat_2=0,C107=0),\"\",C107)","v":""},null,{"$f":"IF(Z113=0,\"\",Z113)","v":""},null,"[kgCO2eq/kWh]",null,{"$f":"IF(AA113=0,\"\",AA113)","v":""},null,"[kWhPrE/kWhEndE]",{"$nulls":12},{"$f":"IFERROR(IF(_xlfn.XLOOKUP(G107,Daten!$A$309:$A$357,Daten!$L$309:$L$357),IF($Z$2=2,Daten!$I$362,Daten!$E$362),\n_xlfn.XLOOKUP(G107,Daten!$A$309:$A$357,IF($Z$2=2,Daten!$I$309:$I$357,Daten!$E$309:$E$357))),0)","v":{"v":0,"d":"0.0000"}},{"$f":"IFERROR(IF(_xlfn.XLOOKUP(G107,Daten!$A$309:$A$357,Daten!$L$309:$L$357),IF($Z$2=2,Daten!$G$362,Daten!$C$362),\n_xlfn.XLOOKUP(G107,Daten!$A$309:$A$357,IF($Z$2=2,Daten!$G$309:$G$357,Daten!$C$309:$C$357))),0)","v":{"v":0,"d":"0.0000"}}]
[]
[{"$nulls":4},{"$f":"IF(OR(Kat_2=0,C109=0),\"\",C109)","v":""},null,{"$f":"IF(Z115=0,\"\",Z115)","v":""},null,"[kgCO2eq/kWh]",null,{"$f":"IF(AA115=0,\"\",AA115)","v":""},null,"[kWhPrE/kWhEndE]",{"$nulls":12},{"$f":"IFERROR(IF(_xlfn.XLOOKUP(G109,Daten!$A$309:$A$357,Daten!$L$309:$L$357),IF($Z$2=2,Daten!$I$362,Daten!$E$362),\n_xlfn.XLOOKUP(G109,Daten!$A$309:$A$357,IF($Z$2=2,Daten!$I$309:$I$357,Daten!$E$309:$E$357))),0)","v":{"v":0,"d":"0.0000"}},{"$f":"IFERROR(IF(_xlfn.XLOOKUP(G109,Daten!$A$309:$A$357,Daten!$L$309:$L$357),IF($Z$2=2,Daten!$G$362,Daten!$C$362),\n_xlfn.XLOOKUP(G109,Daten!$A$309:$A$357,IF($Z$2=2,Daten!$G$309:$G$357,Daten!$C$309:$C$357))),0)","v":{"v":0,"d":"0.0000"}}]
[]
[null,{"$f":"IF(Kat_3=0,\"2.3: keine Auswahl\",\"2.3: \" & TEXT(Kat_3, \"0\"))","v":"2.3: keine Auswahl"}]
[]
[null,null,{"$f":"IF(Kat_3=0,\"\",\"Verbrauch (Endenergie)\")","v":""},{"$nulls":3},"[kWh/a]"]
[]
[null,null,{"$f":"IF(Kat_1=0,\"\",\"Wasserverbrauch\")","v":""},{"$nulls":3},"[Liter]",{"$nulls":11},"Kosten [CHF/a]:"]
[]
[null,null,"Bezeichnung Erzeuger:",null,"Anteil [%]:",null,"Typ:",{"$nulls":3},"Effizienz:",null,"JAZ:",null,"Leistung [kW]:",null,"Baujahr:",null,"Betrieb:",null,"Instandhalt.:"]
[]
[{"$nulls":10},{"$f":"IF(G125=\"\",\"\",0.9)","v":""},null,{"$f":"IFERROR(IF(_xlfn.XLOOKUP(G125,Daten!$A$309:$A$357,Daten!$L$309:$L$357)=1,_xlfn.XLOOKUP(G125,Daten!$A$309:$A$357,Daten!$K$309:$K$357,\"\"),\"\"),\"\")","v":""},{"$nulls":14},{"$f":"IF(ISNUMBER(M125),M125,_xlfn.XLOOKUP(G125,Daten!$A$309:$A$357,Daten!$K$309:$K$357,1))","v":1},{"$nulls":5},{"$f":"IF(ISNUMBER(K125),K125,0.9)","v":0.9},{"$f":"IFERROR(IF(_xlfn.XLOOKUP($G125,Daten!$A$309:$A$357,Daten!$L$309:$L$357)<>0,$AB125,$AH125),1)","v":1}]
[]
[{"$nulls":10},{"$f":"IF(G127=\"\",\"\",0.9)","v":""},null,{"$f":"IFERROR(IF(_xlfn.XLOOKUP(G127,Daten!$A$309:$A$357,Daten!$L$309:$L$357)=1,_xlfn.XLOOKUP(G127,Daten!$A$309:$A$357,Daten!$K$309:$K$357,\"\"),\"\"),\"\")","v":""},{"$nulls":14},{"$f":"IF(ISNUMBER(M127),M127,_xlfn.XLOOKUP(G127,Daten!$A$309:$A$357,Daten!$K$309:$K$357,1))","v":1},{"$nulls":5},{"$f":"IF(ISNUMBER(K127),K127,0.9)","v":0.9},{"$f":"IFERROR(IF(_xlfn.XLOOKUP($G127,Daten!$A$309:$A$357,Daten!$L$309:$L$357)<>0,$AB127,$AH127),1)","v":1}]
[]
[null,null,{"$f":"IF(Kat_3=0,\"\",\"Standardwerte überschreiben:\")","v":""},{"$nulls":3},{"$f":"IF(Kat_3=0,\"\",\"Emissionen\")","v":""},{"$nulls":3},{"$f":"IF(Kat_3=0,\"\",\"Primärenergiefaktor\")","v":""}]
[]
[{"$nulls":4},{"$f":"IF(OR(Kat_3=0,C125=0),\"\",C125)","v":""},null,{"$f":"IF(Z131=0,\"\",Z131)","v":""},null,"[kgCO2eq/kWh]",null,{"$f":"IF(AA131=0,\"\",AA131)","v":""},null,"[kWhPrE/kWhEndE]",{"$nulls":12},{"$f":"IFERROR(IF(_xlfn.XLOOKUP(G125,Daten!$A$309:$A$357,Daten!$L$309:$L$357),IF($Z$2=2,Daten!$I$362,Daten!$E$362),\n_xlfn.XLOOKUP(G125,Daten!$A$309:$A$357,IF($Z$2=2,Daten!$I$309:$I$357,Daten!$E$309:$E$357))),0)","v":{"v":0,"d":"0.0000"}},{"$f":"IFERROR(IF(_xlfn.XLOOKUP(G125,Daten!$A$309:$A$357,Daten!$L$309:$L$357),IF($Z$2=2,Daten!$G$362,Daten!$C$362),\n_xlfn.XLOOKUP(G125,Daten!$A$309:$A$357,IF($Z$2=2,Daten!$G$309:$G$357,Daten!$C$309:$C$357))),0)","v":{"v":0,"d":"0.0000"}}]
[]
[{"$nulls":4},{"$f":"IF(OR(Kat_3=0,C127=0),\"\",C127)","v":""},null,{"$f":"IF(Z133=0,\"\",Z133)","v":""},null,"[kgCO2eq/kWh]",null,{"$f":"IF(AA133=0,\"\",AA133)","v":""},null,"[kWhPrE/kWhEndE]",{"$nulls":12},{"$f":"IFERROR(IF(_xlfn.XLOOKUP(G127,Daten!$A$309:$A$357,Daten!$L$309:$L$357),IF($Z$2=2,Daten!$I$362,Daten!$E$362),\n_xlfn.XLOOKUP(G127,Daten!$A$309:$A$357,IF($Z$2=2,Daten!$I$309:$I$357,Daten!$E$309:$E$357))),0)","v":{"v":0,"d":"0.0000"}},{"$f":"IFERROR(IF(_xlfn.XLOOKUP(G127,Daten!$A$309:$A$357,Daten!$L$309:$L$357),IF($Z$2=2,Daten!$G$362,Daten!$C$362),\n_xlfn.XLOOKUP(G127,Daten!$A$309:$A$357,IF($Z$2=2,Daten!$G$309:$G$357,Daten!$C$309:$C$357))),0)","v":{"v":0,"d":"0.0000"}}]
[]
[{"$nulls":4},{"$f":"IF(Kat_1=0,\"keine Auswahl\",\"Kat.1: \" & TEXT(Kat_1, \"0\"))","v":"keine Auswahl"},{"$nulls":3},{"$f":"IF(Kat_2=0,\"keine Auswahl\",\"Kat.2: \" & TEXT(Kat_2, \"0\"))","v":"keine Auswahl"},{"$nulls":3},{"$f":"IF(Kat_3=0,\"keine Auswahl\",\"Kat.3: \" & TEXT(Kat_3, \"0\"))","v":"keine Auswahl"}]
[null,null,"Fassungsvermögen Boiler [L]"]
[]
[null,null,"Dämmdicke Leitungen [cm]"]
[]
[null,"2a Beschreibung und Bemerkungen"]
[null,"Freitext."]
[]
[]
[null,"3 Prozesswärme",{"$nulls":34},"Kommentare:"]
[]
[null,{"$f":"IF(Kat_1=0,\"3.1: keine Auswahl\",\"3.1: \" & TEXT(Kat_1, \"0\"))","v":"3.1: keine Auswahl"},{"$nulls":12},"Abwärme Raum [%]:",null,"Abwärme Warm-wasser [%]:"]
[]
[null,null,{"$f":"IF(Kat_1=0,\"\",\"Verbrauch (Endenergie)\")","v":""},{"$nulls":3},"[kWh/a]",{"$nulls":15},"Kosten [CHF/a]:"]
[]
[null,null,"Bezeichnung Erzeuger:",null,"Anteil [%]:",null,"Typ:",{"$nulls":3},"Effizienz:",null,"JAZ:",{"$nulls":5},"Leistung [kW]:",null,"Baujahr:",null,"Betrieb:",null,"Instandhalt.:"]
[]
[{"$nulls":10},{"$f":"IF(G152=\"\",\"\",0.9)","v":""},null,{"$f":"IFERROR(IF(_xlfn.XLOOKUP(G152,Daten!$A$309:$A$357,Daten!$L$309:$L$357)=1,_xlfn.XLOOKUP(G152,Daten!$A$309:$A$357,Daten!$K$309:$K$357,\"\"),\"\"),\"\")","v":""},{"$nulls":14},{"$f":"IF(ISNUMBER(M152),M152,_xlfn.XLOOKUP(G152,Daten!$A$309:$A$357,Daten!$K$309:$K$357,1))","v":1},null,{"$f":"IFERROR($E$148*E152*O152,0)","v":0},{"$f":"IFERROR(AD152/AD158,0)","v":{"v":0,"d":"0%"}},{"$f":"IFERROR($E$148*E152*Q152,0)","v":0},{"$f":"IFERROR(AF152/AF158,0)","v":{"v":0,"d":"0%"}},{"$f":"IF(ISNUMBER(K152),K152,0.9)","v":0.9},{"$f":"IFERROR(IF(_xlfn.XLOOKUP($G152,Daten!$A$309:$A$357,Daten!$L$309:$L$357)<>0,$AB152,$AH152),1)","v":1}]
[]
[{"$nulls":10},{"$f":"IF(G154=\"\",\"\",0.9)","v":""},null,{"$f":"IFERROR(IF(_xlfn.XLOOKUP(G154,Daten!$A$309:$A$357,Daten!$L$309:$L$357)=1,_xlfn.XLOOKUP(G154,Daten!$A$309:$A$357,Daten!$K$309:$K$357,\"\"),\"\"),\"\")","v":""},{"$nulls":14},{"$f":"IF(ISNUMBER(M154),M154,_xlfn.XLOOKUP(G154,Daten!$A$309:$A$357,Daten!$K$309:$K$357,1))","v":1},null,{"$f":"IFERROR($E$148*E154*O154,0)","v":0},{"$f":"IFERROR(AD154/AD158,0)","v":{"v":0,"d":"0%"}},{"$f":"IFERROR($E$148*E154*Q154,0)","v":0},{"$f":"IFERROR(AF154/AF158,0)","v":{"v":0,"d":"0%"}},{"$f":"IF(ISNUMBER(K154),K154,0.9)","v":0.9},{"$f":"IFERROR(IF(_xlfn.XLOOKUP($G154,Daten!$A$309:$A$357,Daten!$L$309:$L$357)<>0,$AB154,$AH154),1)","v":1}]
[]
[{"$nulls":10},{"$f":"IF(G156=\"\",\"\",0.9)","v":""},null,{"$f":"IFERROR(IF(_xlfn.XLOOKUP(G156,Daten!$A$309:$A$357,Daten!$L$309:$L$357)=1,_xlfn.XLOOKUP(G156,Daten!$A$309:$A$357,Daten!$K$309:$K$357,\"\"),\"\"),\"\")","v":""},{"$nulls":14},{"$f":"IF(ISNUMBER(M156),M156,_xlfn.XLOOKUP(G156,Daten!$A$309:$A$357,Daten!$K$309:$K$357,1))","v":1},null,{"$f":"IFERROR($E$148*E156*O156,0)","v":0},{"$f":"IFERROR(AD156/AD158,0)","v":{"v":0,"d":"0%"}},{"$f":"IFERROR($E$148*E156*Q156,0)","v":0},{"$f":"IFERROR(AF156/AF158,0)","v":{"v":0,"d":"0%"}},{"$f":"IF(ISNUMBER(K156),K156,0.9)","v":0.9},{"$f":"IFERROR(IF(_xlfn.XLOOKUP($G156,Daten!$A$309:$A$357,Daten!$L$309:$L$357)<>0,$AB156,$AH156),1)","v":1}]
[]
[null,null,{"$f":"IF(Kat_1=0,\"\",\"Standardwerte überschreiben:\")","v":""},{"$nulls":3},{"$f":"IF(Kat_1=0,\"\",\"Emissionen\")","v":""},{"$nulls":3},{"$f":"IF(Kat_1=0,\"\",\"Primärenergiefaktor\")","v":""},{"$nulls":18},{"$f":"SUM(AD152:AD156)","v":{"v":0,"d":"0.0"}},null,{"$f":"SUM(AF152:AF156)","v":{"v":0,"d":"0.0"}}]
[]
[{"$nulls":4},{"$f":"IF(OR(Kat_1=0,C152=0),\"\",C152)","v":""},null,{"$f":"IF(Z160=0,\"\",Z160)","v":""},null,"[kgCO2eq/kWh]",null,{"$f":"IF(AA160=0,\"\",AA160)","v":""},null,"[kWhPrE/kWhEndE]",{"$nulls":12},{"$f":"IFERROR(IF(_xlfn.XLOOKUP(G152,Daten!$A$309:$A$357,Daten!$L$309:$L$357),IF($Z$2=2,Daten!$I$362,Daten!$E$362),\n_xlfn.XLOOKUP(G152,Daten!$A$309:$A$357,IF($Z$2=2,Daten!$I$309:$I$357,Daten!$E$309:$E$357))),0)","v":{"v":0,"d":"0.0000"}},{"$f":"IFERROR(IF(_xlfn.XLOOKUP(G152,Daten!$A$309:$A$357,Daten!$L$309:$L$357),IF($Z$2=2,Daten!$G$362,Daten!$C$362),\n_xlfn.XLOOKUP(G152,Daten!$A$309:$A$357,IF($Z$2=2,Daten!$G$309:$G$357,Daten!$C$309:$C$357))),0)","v":{"v":0,"d":"0.0000"}}]
[]
[{"$nulls":4},{"$f":"IF(OR(Kat_1=0,C154=0),\"\",C154)","v":""},null,{"$f":"IF(Z162=0,\"\",Z162)","v":""},null,"[kgCO2eq/kWh]",null,{"$f":"IF(AA162=0,\"\",AA162)","v":""},null,"[kWhPrE/kWhEndE]",{"$nulls":12},{"$f":"IFERROR(IF(_xlfn.XLOOKUP(G154,Daten!$A$309:$A$357,Daten!$L$309:$L$357),IF($Z$2=2,Daten!$I$362,Daten!$E$362),\n_xlfn.XLOOKUP(G154,Daten!$A$309:$A$357,IF($Z$2=2,Daten!$I$309:$I$357,Daten!$E$309:$E$357))),0)","v":{"v":0,"d":"0.0000"}},{"$f":"IFERROR(IF(_xlfn.XLOOKUP(G154,Daten!$A$309:$A$357,Daten!$L$309:$L$357),IF($Z$2=2,Daten!$G$362,Daten!$C$362),\n_xlfn.XLOOKUP(G154,Daten!$A$309:$A$357,IF($Z$2=2,Daten!$G$309:$G$357,Daten!$C$309:$C$357))),0)","v":{"v":0,"d":"0.0000"}}]
[]
[{"$nulls":4},{"$f":"IF(OR(Kat_1=0,C156=0),\"\",C156)","v":""},null,{"$f":"IF(Z164=0,\"\",Z164)","v":""},null,"[kgCO2eq/kWh]",null,{"$f":"IF(AA164=0,\"\",AA164)","v":""},null,"[kWhPrE/kWhEndE]",{"$nulls":12},{"$f":"IFERROR(IF(_xlfn.XLOOKUP(G156,Daten!$A$309:$A$357,Daten!$L$309:$L$357),IF($Z$2=2,Daten!$I$362,Daten!$E$362),\n_xlfn.XLOOKUP(G156,Daten!$A$309:$A$357,IF($Z$2=2,Daten!$I$309:$I$357,Daten!$E$309:$E$357))),0)","v":{"v":0,"d":"0.0000"}},{"$f":"IFERROR(IF(_xlfn.XLOOKUP(G156,Daten!$A$309:$A$357,Daten!$L$309:$L$357),IF($Z$2=2,Daten!$G$362,Daten!$C$362),\n_xlfn.XLOOKUP(G156,Daten!$A$309:$A$357,IF($Z$2=2,Daten!$G$309:$G$357,Daten!$C$309:$C$357))),0)","v":{"v":0,"d":"0.0000"}}]
[]
[null,{"$f":"IF(Kat_2=0,\"3.2: keine Auswahl\",\"3.2: \" & TEXT(Kat_2, \"0\"))","v":"3.2: keine Auswahl"},{"$nulls":12},"Abwärme Raum [%]:",null,"Abwärme Warm-wasser [%]:"]
[]
[null,null,{"$f":"IF(Kat_2=0,\"\",\"Verbrauch (Endenergie)\")","v":""},{"$nulls":3},"[kWh/a]",{"$nulls":15},"Kosten [CHF/a]:"]
[]
[null,null,"Bezeichnung Erzeuger:",null,"Anteil [%]:",null,"Typ:",{"$nulls":3},"Effizienz:",null,"JAZ:",{"$nulls":5},"Leistung [kW]:",null,"Baujahr:",null,"Betrieb:",null,"Instandhalt.:"]
[]
[{"$nulls":10},{"$f":"IF(G172=\"\",\"\",0.9)","v":""},null,{"$f":"IFERROR(IF(_xlfn.XLOOKUP(G172,Daten!$A$309:$A$357,Daten!$L$309:$L$357)=1,_xlfn.XLOOKUP(G172,Daten!$A$309:$A$357,Daten!$K$309:$K$357,\"\"),\"\"),\"\")","v":""},{"$nulls":14},{"$f":"IF(ISNUMBER(M172),M172,_xlfn.XLOOKUP(G172,Daten!$A$309:$A$357,Daten!$K$309:$K$357,1))","v":1},null,{"$f":"IFERROR($E$168*E172*O172,0)","v":0},{"$f":"IFERROR(AD172/AD178,0)","v":{"v":0,"d":"0%"}},{"$f":"IFERROR($E$168*E172*Q172,0)","v":0},{"$f":"IFERROR(AF172/AF178,0)","v":{"v":0,"d":"0%"}},{"$f":"IF(ISNUMBER(K172),K172,0.9)","v":0.9},{"$f":"IFERROR(IF(_xlfn.XLOOKUP($G172,Daten!$A$309:$A$357,Daten!$L$309:$L$357)<>0,$AB172,$AH172),1)","v":1}]
[{"$nulls":29},{"$f":"IFERROR($E$168*E173*O173,0)","v":0}]
[{"$nulls":10},{"$f":"IF(G174=\"\",\"\",0.9)","v":""},null,{"$f":"IFERROR(IF(_xlfn.XLOOKUP(G174,Daten!$A$309:$A$357,Daten!$L$309:$L$357)=1,_xlfn.XLOOKUP(G174,Daten!$A$309:$A$357,Daten!$K$309:$K$357,\"\"),\"\"),\"\")","v":""},{"$nulls":14},{"$f":"IF(ISNUMBER(M174),M174,_xlfn.XLOOKUP(G174,Daten!$A$309:$A$357,Daten!$K$309:$K$357,1))","v":1},null,0,{"$f":"IFERROR(AD174/AD178,0)","v":{"v":0,"d":"0%"}},{"$f":"IFERROR($E$168*E174*Q174,0)","v":0},{"$f":"IFERROR(AF174/AF178,0)","v":{"v":0,"d":"0%"}},{"$f":"IF(ISNUMBER(K174),K174,0.9)","v":0.9},{"$f":"IFERROR(IF(_xlfn.XLOOKUP($G174,Daten!$A$309:$A$357,Daten!$L$309:$L$357)<>0,$AB174,$AH174),1)","v":1}]
[{"$nulls":29},0]
[{"$nulls":10},{"$f":"IF(G176=\"\",\"\",0.9)","v":""},null,{"$f":"IFERROR(IF(_xlfn.XLOOKUP(G176,Daten!$A$309:$A$357,Daten!$L$309:$L$357)=1,_xlfn.XLOOKUP(G176,Daten!$A$309:$A$357,Daten!$K$309:$K$357,\"\"),\"\"),\"\")","v":""},{"$nulls":14},{"$f":"IF(ISNUMBER(M176),M176,_xlfn.XLOOKUP(G176,Daten!$A$309:$A$357,Daten!$K$309:$K$357,1))","v":1},null,0,{"$f":"IFERROR(AD176/AD178,0)","v":{"v":0,"d":"0%"}},{"$f":"IFERROR($E$168*E176*Q176,0)","v":0},{"$f":"IFERROR(AF176/AF178,0)","v":{"v":0,"d":"0%"}},{"$f":"IF(ISNUMBER(K176),K176,0.9)","v":0.9},{"$f":"IFERROR(IF(_xlfn.XLOOKUP($G176,Daten!$A$309:$A$357,Daten!$L$309:$L$357)<>0,$AB176,$AH176),1)","v":1}]
[]
[null,null,{"$f":"IF(Kat_2=0,\"\",\"Standardwerte überschreiben:\")","v":""},{"$nulls":3},{"$f":"IF(Kat_2=0,\"\",\"Emissionen\")","v":""},{"$nulls":3},{"$f":"IF(Kat_2=0,\"\",\"Primärenergiefaktor\")","v":""},{"$nulls":18},{"$f":"SUM(AD172:AD176)","v":{"v":0,"d":"0.0"}},null,{"$f":"SUM(AF172:AF176)","v":{"v":0,"d":"0.0"}}]
[]
[{"$nulls":4},{"$f":"IF(OR(Kat_2=0,C172=0),\"\",C172)","v":""},null,{"$f":"IF(Z180=0,\"\",Z180)","v":""},null,"[kgCO2eq/kWh]",null,{"$f":"IF(AA180=0,\"\",AA180)","v":""},null,"[kWhPrE/kWhEndE]",{"$nulls":12},{"$f":"IFERROR(IF(_xlfn.XLOOKUP(G172,Daten!$A$309:$A$357,Daten!$L$309:$L$357),IF($Z$2=2,Daten!$I$362,Daten!$E$362),\n_xlfn.XLOOKUP(G172,Daten!$A$309:$A$357,IF($Z$2=2,Daten!$I$309:$I$357,Daten!$E$309:$E$357))),0)","v":{"v":0,"d":"0.0000"}},{"$f":"IFERROR(IF(_xlfn.XLOOKUP(G172,Daten!$A$309:$A$357,Daten!$L$309:$L$357),IF($Z$2=2,Daten!$G$362,Daten!$C$362),\n_xlfn.XLOOKUP(G172,Daten!$A$309:$A$357,IF($Z$2=2,Daten!$G$309:$G$357,Daten!$C$309:$C$357))),0)","v":{"v":0,"d":"0.0000"}}]
[]
[{"$nulls":4},{"$f":"IF(OR(Kat_2=0,C174=0),\"\",C174)","v":""},null,{"$f":"IF(Z182=0,\"\",Z182)","v":""},null,"[kgCO2eq/kWh]",null,{"$f":"IF(AA182=0,\"\",AA182)","v":""},null,"[kWhPrE/kWhEndE]",{"$nulls":12},{"$f":"IFERROR(IF(_xlfn.XLOOKUP(G174,Daten!$A$309:$A$357,Daten!$L$309:$L$357),IF($Z$2=2,Daten!$I$362,Daten!$E$362),\n_xlfn.XLOOKUP(G174,Daten!$A$309:$A$357,IF($Z$2=2,Daten!$I$309:$I$357,Daten!$E$309:$E$357))),0)","v":{"v":0,"d":"0.0000"}},{"$f":"IFERROR(IF(_xlfn.XLOOKUP(G174,Daten!$A$309:$A$357,Daten!$L$309:$L$357),IF($Z$2=2,Daten!$G$362,Daten!$C$362),\n_xlfn.XLOOKUP(G174,Daten!$A$309:$A$357,IF($Z$2=2,Daten!$G$309:$G$357,Daten!$C$309:$C$357))),0)","v":{"v":0,"d":"0.0000"}}]
[]
[{"$nulls":4},{"$f":"IF(OR(Kat_2=0,C176=0),\"\",C176)","v":""},null,{"$f":"IF(Z184=0,\"\",Z184)","v":""},null,"[kgCO2eq/kWh]",null,{"$f":"IF(AA184=0,\"\",AA184)","v":""},null,"[kWhPrE/kWhEndE]",{"$nulls":12},{"$f":"IFERROR(IF(_xlfn.XLOOKUP(G176,Daten!$A$309:$A$357,Daten!$L$309:$L$357),IF($Z$2=2,Daten!$I$362,Daten!$E$362),\n_xlfn.XLOOKUP(G176,Daten!$A$309:$A$357,IF($Z$2=2,Daten!$I$309:$I$357,Daten!$E$309:$E$357))),0)","v":{"v":0,"d":"0.0000"}},{"$f":"IFERROR(IF(_xlfn.XLOOKUP(G176,Daten!$A$309:$A$357,Daten!$L$309:$L$357),IF($Z$2=2,Daten!$G$362,Daten!$C$362),\n_xlfn.XLOOKUP(G176,Daten!$A$309:$A$357,IF($Z$2=2,Daten!$G$309:$G$357,Daten!$C$309:$C$357))),0)","v":{"v":0,"d":"0.0000"}}]
[]
[null,{"$f":"IF(Kat_3=0,\"3.3: keine Auswahl\",\"3.3: \" & TEXT(Kat_3, \"0\"))","v":"3.3: keine Auswahl"},{"$nulls":12},"Abwärme Raum [%]:",null,"Abwärme Warm-wasser [%]:"]
[]
[null,null,{"$f":"IF(Kat_3=0,\"\",\"Verbrauch (Endenergie)\")","v":""},{"$nulls":3},"[kWh/a]",{"$nulls":15},"Kosten [CHF/a]:"]
[]
[null,null,"Bezeichnung Erzeuger:",null,"Anteil [%]:",null,"Typ:",{"$nulls":3},"Effizienz:",null,"JAZ:",{"$nulls":5},"Leistung [kW]:",null,"Baujahr:",null,"Betrieb:",null,"Instandhalt.:"]
[]
[{"$nulls":10},{"$f":"IF(G192=\"\",\"\",0.9)","v":""},null,{"$f":"IFERROR(IF(_xlfn.XLOOKUP(G192,Daten!$A$309:$A$357,Daten!$L$309:$L$357)=1,_xlfn.XLOOKUP(G192,Daten!$A$309:$A$357,Daten!$K$309:$K$357,\"\"),\"\"),\"\")","v":""},{"$nulls":14},{"$f":"IF(ISNUMBER(M192),M192,_xlfn.XLOOKUP(G192,Daten!$A$309:$A$357,Daten!$K$309:$K$357,1))","v":1},null,{"$f":"IFERROR($E$188*E192*O192,0)","v":0},{"$f":"IFERROR(AD192/AD198,0)","v":{"v":0,"d":"0%"}},{"$f":"IFERROR($E$188*E192*Q192,0)","v":0},{"$f":"IFERROR(AF192/AF198,0)","v":{"v":0,"d":"0%"}},{"$f":"IF(ISNUMBER(K192),K192,0.9)","v":0.9},{"$f":"IFERROR(IF(_xlfn.XLOOKUP($G192,Daten!$A$309:$A$357,Daten!$L$309:$L$357)<>0,$AB192,$AH192),1)","v":1}]
[]
[{"$nulls":10},{"$f":"IF(G194=\"\",\"\",0.9)","v":""},null,{"$f":"IFERROR(IF(_xlfn.XLOOKUP(G194,Daten!$A$309:$A$357,Daten!$L$309:$L$357)=1,_xlfn.XLOOKUP(G194,Daten!$A$309:$A$357,Daten!$K$309:$K$357,\"\"),\"\"),\"\")","v":""},{"$nulls":14},{"$f":"IF(ISNUMBER(M194),M194,_xlfn.XLOOKUP(G194,Daten!$A$309:$A$357,Daten!$K$309:$K$357,1))","v":1},null,{"$f":"IFERROR($E$188*E194*O194,0)","v":0},{"$f":"IFERROR(AD194/AD198,0)","v":{"v":0,"d":"0%"}},{"$f":"IFERROR($E$188*E194*Q194,0)","v":0},{"$f":"IFERROR(AF194/AF198,0)","v":{"v":0,"d":"0%"}},{"$f":"IF(ISNUMBER(K194),K194,0.9)","v":0.9},{"$f":"IFERROR(IF(_xlfn.XLOOKUP($G194,Daten!$A$309:$A$357,Daten!$L$309:$L$357)<>0,$AB194,$AH194),1)","v":1}]
[]
[{"$nulls":10},{"$f":"IF(G196=\"\",\"\",0.9)","v":""},null,{"$f":"IFERROR(IF(_xlfn.XLOOKUP(G196,Daten!$A$309:$A$357,Daten!$L$309:$L$357)=1,_xlfn.XLOOKUP(G196,Daten!$A$309:$A$357,Daten!$K$309:$K$357,\"\"),\"\"),\"\")","v":""},{"$nulls":14},{"$f":"IF(ISNUMBER(M196),M196,_xlfn.XLOOKUP(G196,Daten!$A$309:$A$357,Daten!$K$309:$K$357,1))","v":1},null,{"$f":"IFERROR($E$188*E196*O196,0)","v":0},{"$f":"IFERROR(AD196/AD198,0)","v":{"v":0,"d":"0%"}},{"$f":"IFERROR($E$188*E196*Q196,0)","v":0},{"$f":"IFERROR(AF196/AF198,0)","v":{"v":0,"d":"0%"}},{"$f":"IF(ISNUMBER(K196),K196,0.9)","v":0.9},{"$f":"IFERROR(IF(_xlfn.XLOOKUP($G196,Daten!$A$309:$A$357,Daten!$L$309:$L$357)<>0,$AB196,$AH196),1)","v":1}]
[]
[null,null,{"$f":"IF(Kat_3=0,\"\",\"Standardwerte überschreiben:\")","v":""},{"$nulls":3},{"$f":"IF(Kat_3=0,\"\",\"Emissionen\")","v":""},{"$nulls":3},{"$f":"IF(Kat_3=0,\"\",\"Primärenergiefaktor\")","v":""},{"$nulls":18},{"$f":"SUM(AD192:AD196)","v":{"v":0,"d":"0.0"}},null,{"$f":"SUM(AF192:AF196)","v":{"v":0,"d":"0.0"}}]
[]
[{"$nulls":4},{"$f":"IF(OR(Kat_3=0,C192=0),\"\",C192)","v":""},null,{"$f":"IF(Z200=0,\"\",Z200)","v":""},null,"[kgCO2eq/kWh]",null,{"$f":"IF(AA200=0,\"\",AA200)","v":""},null,"[kWhPrE/kWhEndE]",{"$nulls":12},{"$f":"IFERROR(IF(_xlfn.XLOOKUP(G192,Daten!$A$309:$A$357,Daten!$L$309:$L$357),IF($Z$2=2,Daten!$I$362,Daten!$E$362),\n_xlfn.XLOOKUP(G192,Daten!$A$309:$A$357,IF($Z$2=2,Daten!$I$309:$I$357,Daten!$E$309:$E$357))),0)","v":{"v":0,"d":"0.0000"}},{"$f":"IFERROR(IF(_xlfn.XLOOKUP(G192,Daten!$A$309:$A$357,Daten!$L$309:$L$357),IF($Z$2=2,Daten!$G$362,Daten!$C$362),\n_xlfn.XLOOKUP(G192,Daten!$A$309:$A$357,IF($Z$2=2,Daten!$G$309:$G$357,Daten!$C$309:$C$357))),0)","v":{"v":0,"d":"0.0000"}}]
[]
[{"$nulls":4},{"$f":"IF(OR(Kat_3=0,C194=0),\"\",C194)","v":""},null,{"$f":"IF(Z202=0,\"\",Z202)","v":""},null,"[kgCO2eq/kWh]",null,{"$f":"IF(AA202=0,\"\",AA202)","v":""},null,"[kWhPrE/kWhEndE]",{"$nulls":12},{"$f":"IFERROR(IF(_xlfn.XLOOKUP(G194,Daten!$A$309:$A$357,Daten!$L$309:$L$357),IF($Z$2=2,Daten!$I$362,Daten!$E$362),\n_xlfn.XLOOKUP(G194,Daten!$A$309:$A$357,IF($Z$2=2,Daten!$I$309:$I$357,Daten!$E$309:$E$357))),0)","v":{"v":0,"d":"0.0000"}},{"$f":"IFERROR(IF(_xlfn.XLOOKUP(G194,Daten!$A$309:$A$357,Daten!$L$309:$L$357),IF($Z$2=2,Daten!$G$362,Daten!$C$362),\n_xlfn.XLOOKUP(G194,Daten!$A$309:$A$357,IF($Z$2=2,Daten!$G$309:$G$357,Daten!$C$309:$C$357))),0)","v":{"v":0,"d":"0.0000"}}]
[]
[{"$nulls":4},{"$f":"IF(OR(Kat_3=0,C196=0),\"\",C196)","v":""},null,{"$f":"IF(Z204=0,\"\",Z204)","v":""},null,"[kgCO2eq/kWh]",null,{"$f":"IF(AA204=0,\"\",AA204)","v":""},null,"[kWhPrE/kWhEndE]",{"$nulls":12},{"$f":"IFERROR(IF(_xlfn.XLOOKUP(G196,Daten!$A$309:$A$357,Daten!$L$309:$L$357),IF($Z$2=2,Daten!$I$362,Daten!$E$362),\n_xlfn.XLOOKUP(G196,Daten!$A$309:$A$357,IF($Z$2=2,Daten!$I$309:$I$357,Daten!$E$309:$E$357))),0)","v":{"v":0,"d":"0.0000"}},{"$f":"IFERROR(IF(_xlfn.XLOOKUP(G196,Daten!$A$309:$A$357,Daten!$L$309:$L$357),IF($Z$2=2,Daten!$G$362,Daten!$C$362),\n_xlfn.XLOOKUP(G196,Daten!$A$309:$A$357,IF($Z$2=2,Daten!$G$309:$G$357,Daten!$C$309:$C$357))),0)","v":{"v":0,"d":"0.0000"}}]
[]
[null,"3a Beschreibung und Bemerkungen"]
[null,"Freitext. "]
[]
[]
[null,"4 Elektrizität",{"$nulls":34},"Kommentare:"]
[]
[null,"4.1 Elektrizitätsverbrauch",{"$nulls":6},"Standardwerte überschreiben:"]
[]
[null,null,{"$f":"IF(Kat_1=0,\"Kategorie 1: keine Auswahl\",\"Kategorie 1: \" & TEXT(Kat_1, \"0\"))","v":"Kategorie 1: keine Auswahl"},{"$nulls":3},"[kWh/a]",null,{"$f":"IF(Kat_1=0,\"\",\"Emissionen\")","v":""},null,{"$f":"IF(E214=\"\",\"\",Z214)","v":""},null,"[kgCO2eq/kWh]",{"$nulls":12},{"$f":"IF($Z$2=2,Daten!$I$362,Daten!$E$362)","v":0.125},null,null,{"$f":"E214-IF(E216,(\nIF(_xlfn.XLOOKUP($G$18,Daten!$A$309:$A$357,Daten!$L$309:$L$357,0),$E$14*$E$18,0)\n+IF(_xlfn.XLOOKUP($G$20,Daten!$A$309:$A$357,Daten!$L$309:$L$357,0),$E$14*$E$20,0)\n+IF(_xlfn.XLOOKUP($G$22,Daten!$A$309:$A$357,Daten!$L$309:$L$357,0),$E$14*$E$22,0)\n),0)-IF(E217,(\nIF(_xlfn.XLOOKUP($G$89,Daten!$A$309:$A$357,Daten!$L$309:$L$357,0),$E$83*$E$89,0)\n+IF(_xlfn.XLOOKUP($G$91,Daten!$A$309:$A$357,Daten!$L$309:$L$357,0),$E$83*$E$91,0)\n),0)-IF(E218,(\nIF(_xlfn.XLOOKUP($G$152,Daten!$A$309:$A$357,Daten!$L$309:$L$357,0),$E$148*$E$152*($O$152+$Q$152),0)\n+IF(_xlfn.XLOOKUP($G$154,Daten!$A$309:$A$357,Daten!$L$309:$L$357,0),$E$148*$E$154*($O$154*$Q$154),0)\n+IF(_xlfn.XLOOKUP($G$156,Daten!$A$309:$A$357,Daten!$L$309:$L$357,0),$E$148*$E$156*($O$156+$Q$156),0)\n),0)","v":0}]
[]
[null,null,"inklusive Strombedarf für Raumwärme",null,false,{"$nulls":3},{"$f":"IF(Kat_1=0,\"\",\"Prim.Faktor\")","v":""},null,{"$f":"IF(E214=\"\",\"\",AA216)","v":""},null,"[kWhPrE/kWhEndE]",{"$nulls":13},{"$f":"IF($Z$2=2,Daten!$G$362,Daten!$C$362)","v":2.65}]
[null,null,"inklusive Strombedarf für Warmwasser",null,false]
[null,null,"inklusive Strombedarf für Prozesse",null,false]
[]
[null,null,"Verbrauch nach Abzügen",null,{"$f":"IF(AC214=0,\"\",AC214)","v":""},null,"[kWh/a]"]
[]
[null,null,{"$f":"IF(Kat_1=0,\"\",\"Kosten\")","v":""},{"$nulls":3},"[CHF]"]
[]
[null,null,{"$f":"IF(Kat_2=0,\"Kategorie 2: keine Auswahl\",\"Kategorie 2: \" & TEXT(Kat_2, \"0\"))","v":"Kategorie 2: keine Auswahl"},{"$nulls":3},"[kWh/a]",null,{"$f":"IF(Kat_2=0,\"\",\"Emissionen\")","v":""},null,{"$f":"IF(E224=\"\",\"\",Z224)","v":""},null,"[kgCO2eq/kWh]",{"$nulls":12},{"$f":"IF($Z$2=2,Daten!$I$362,Daten!$E$362)","v":0.125},null,null,{"$f":"E224-IF(E226,(\nIF(_xlfn.XLOOKUP($G$38,Daten!$A$309:$A$357,Daten!$L$309:$L$357,0),$E$34*$E$38,0)\n+IF(_xlfn.XLOOKUP($G$40,Daten!$A$309:$A$357,Daten!$L$309:$L$357,0),$E$34*$E$40,0)\n+IF(_xlfn.XLOOKUP($G$42,Daten!$A$309:$A$357,Daten!$L$309:$L$357,0),$E$34*$E$42,0)\n),0)-IF(E227,(\nIF(_xlfn.XLOOKUP($G$107,Daten!$A$309:$A$357,Daten!$L$309:$L$357,0),$E$101*$E$107,0)\n+IF(_xlfn.XLOOKUP($G$109,Daten!$A$309:$A$357,Daten!$L$309:$L$357,0),$E$101*$E$109,0)\n),0)-IF(E228,(\nIF(_xlfn.XLOOKUP($G$172,Daten!$A$309:$A$357,Daten!$L$309:$L$357,0),$E$168*$E$172*($O$172+$Q$172),0)\n+IF(_xlfn.XLOOKUP($G$174,Daten!$A$309:$A$357,Daten!$L$309:$L$357,0),$E$168*$E$174*($O$174+$Q$174),0)\n+IF(_xlfn.XLOOKUP($G$176,Daten!$A$309:$A$357,Daten!$L$309:$L$357,0),$E$168*$E$176*($O$176+$Q$176),0)\n),0)","v":0}]
[]
[null,null,"inklusive Strombedarf für Raumwärme",null,false,{"$nulls":3},{"$f":"IF(Kat_2=0,\"\",\"Prim.Faktor\")","v":""},null,{"$f":"IF(E224=\"\",\"\",AA226)","v":""},null,"[kWhPrE/kWhEndE]",{"$nulls":13},{"$f":"IF($Z$2=2,Daten!$G$362,Daten!$C$362)","v":2.65}]
[null,null,"inklusive Strombedarf für Warmwasser",null,false]
[null,null,"inklusive Strombedarf für Prozesse",null,false]
[]
[null,null,"Verbrauch nach Abzügen",null,{"$f":"IF(AC224=0,\"\",AC224)","v":""},null,"[kWh/a]"]
[]
[null,null,{"$f":"IF(Kat_2=0,\"\",\"Kosten\")","v":""},{"$nulls":3},"[CHF]"]
[]
[null,null,{"$f":"IF(Kat_3=0,\"Kategorie 3: keine Auswahl\",\"Kategorie 3: \" & TEXT(Kat_3, \"0\"))","v":"Kategorie 3: keine Auswahl"},{"$nulls":3},"[kWh/a]",null,{"$f":"IF(Kat_3=0,\"\",\"Emissionen\")","v":""},null,{"$f":"IF(E234=\"\",\"\",Z234)","v":""},null,"[kgCO2eq/kWh]",{"$nulls":12},{"$f":"IF($Z$2=2,Daten!$I$362,Daten!$E$362)","v":0.125},null,null,{"$f":"E234-IF(E236,(\nIF(_xlfn.XLOOKUP($G$58,Daten!$A$309:$A$357,Daten!$L$309:$L$357,0),$E$54*$E$58,0)\n+IF(_xlfn.XLOOKUP($G$60,Daten!$A$309:$A$357,Daten!$L$309:$L$357,0),$E$54*$E$60,0)\n+IF(_xlfn.XLOOKUP($G$62,Daten!$A$309:$A$357,Daten!$L$309:$L$357,0),$E$54*$E$62,0)\n),0)-IF(E237,(\nIF(_xlfn.XLOOKUP($G$125,Daten!$A$309:$A$357,Daten!$L$309:$L$357,0),$E$119*$E$125,0)\n+IF(_xlfn.XLOOKUP($G$127,Daten!$A$309:$A$357,Daten!$L$309:$L$357,0),$E$119*$E$127,0)\n),0)-IF(E238,(\nIF(_xlfn.XLOOKUP($G$192,Daten!$A$309:$A$357,Daten!$L$309:$L$357,0),$E$188*$E$192*($O$192+$Q$192),0)\n+IF(_xlfn.XLOOKUP($G$194,Daten!$A$309:$A$357,Daten!$L$309:$L$357,0),$E$188*$E$194*($O$194+$Q$194),0)\n+IF(_xlfn.XLOOKUP($G$196,Daten!$A$309:$A$357,Daten!$L$309:$L$357,0),$E$188*$E$196*($O$196+$Q$196),0)\n),0)","v":0}]
[]
[null,null,"inklusive Strombedarf für Raumwärme",null,false,{"$nulls":3},{"$f":"IF(Kat_3=0,\"\",\"Prim.Faktor\")","v":""},null,{"$f":"IF(E234=\"\",\"\",AA236)","v":""},null,"[kWhPrE/kWhEndE]",{"$nulls":13},{"$f":"IF($Z$2=2,Daten!$G$362,Daten!$C$362)","v":2.65}]
[null,null,"inklusive Strombedarf für Warmwasser",null,false]
[null,null,"inklusive Strombedarf für Prozesse",null,false]
[]
[null,null,"Verbrauch nach Abzügen",null,{"$f":"IF(AC234=0,\"\",AC234)","v":""},null,"[kWh/a]"]
[]
[null,null,{"$f":"IF(Kat_3=0,\"\",\"Kosten\")","v":""},{"$nulls":3},"[CHF]"]
[]
[null,"4.2 Betriebseinrichtung und Geräte",null,null,"! ohne industrielle Produktionsprozesse !"]
[]
[null,null,"Eingabe auf Blatt \"GTel\""]
[]
[null,null,{"$f":"GTel!B168","v":"Typ"},null,{"$f":"GTel!D168","v":"Kategorie"},{"$nulls":3},{"$f":"GTel!E168","v":"Verbrauch [kWh/a]"}]
[null,null,{"$f":"GTel!B169","v":"1 Geräte"},null,{"$f":"GTel!D169","v":0},{"$nulls":3},{"$f":"GTel!E169","v":0}]
[{"$nulls":4},{"$f":"GTel!D170","v":0},{"$nulls":3},{"$f":"GTel!E170","v":0}]
[{"$nulls":4},{"$f":"GTel!D171","v":0},{"$nulls":3},{"$f":"GTel!E171","v":0}]
[{"$nulls":8},{"$f":"GTel!E172","v":0}]
[]
[null,null,{"$f":"GTel!B174","v":"2 Elektronik und Betriebseinrichtung"},null,{"$f":"GTel!D174","v":0},{"$nulls":3},{"$f":"GTel!E174","v":0}]
[{"$nulls":4},{"$f":"GTel!D175","v":0},{"$nulls":3},{"$f":"GTel!E175","v":0}]
[{"$nulls":4},{"$f":"GTel!D176","v":0},{"$nulls":3},{"$f":"GTel!E176","v":0}]
[{"$nulls":8},{"$f":"GTel!E177","v":0}]
[]
[null,null,{"$f":"GTel!B179","v":"3 Beleuchtung"},null,{"$f":"GTel!D179","v":0},{"$nulls":3},{"$f":"GTel!E179","v":0}]
[{"$nulls":4},{"$f":"GTel!D180","v":0},{"$nulls":3},{"$f":"GTel!E180","v":0}]
[{"$nulls":4},{"$f":"GTel!D181","v":0},{"$nulls":3},{"$f":"GTel!E181","v":0}]
[{"$nulls":8},{"$f":"GTel!E182","v":0}]
[]
[null,null,{"$f":"GTel!B184","v":"4 Weitere Verbraucher"},null,{"$f":"GTel!D184","v":0},{"$nulls":3},{"$f":"GTel!E184","v":0}]
[{"$nulls":4},{"$f":"GTel!D185","v":0},{"$nulls":3},{"$f":"GTel!E185","v":0}]
[{"$nulls":4},{"$f":"GTel!D186","v":0},{"$nulls":3},{"$f":"GTel!E186","v":0}]
[{"$nulls":8},{"$f":"GTel!E187","v":0}]
[]
[null,null,"Total",null,{"$f":"GTel!D184","v":0},{"$nulls":3},{"$f":"I249+I254+I259+I264","v":0}]
[{"$nulls":4},{"$f":"GTel!D185","v":0},{"$nulls":3},{"$f":"I250+I255+I260+I265","v":0},{"$nulls":5},"Dient der Kontrolle und sollte möglichst, aber muss nicht genau dem gemessenen Verbrauch entsprechen (Modellierung mit Standardwerten)."]
[{"$nulls":4},{"$f":"GTel!D186","v":0},{"$nulls":3},{"$f":"I251+I256+I261+I266","v":0}]
[]
[null,null,"Gesamtverbrauch Elektrizitätseinrichtung",{"$nulls":5},{"$f":"SUM(I252,I257,I262,I267)","v":0},{"$nulls":3},"[kWh/a]"]
[]
[null,"4.3 Elektrizitätsproduktion",{"$nulls":23},"produktion:"]
[]
[null,"4.3.1 PV-Produktion",{"$nulls":4},"[kWh/a]",{"$nulls":5},{"$f":"IF(Kat_3=0,\"\",\"Standardwerte überschreiben:\")","v":""},{"$nulls":12},{"$f":"IF($Z$2=2,Daten!$I$364,Daten!$E$364)","v":0.037},{"$f":"IF($Z$2=2,Daten!$G$364,Daten!$C$364)","v":1.22}]
[]
[null,{"$f":"IF(AND(Kat_1=0,Kat_2=0,Kat_3=0),\"\",\" Investitionskosten\")","v":""},{"$nulls":4},"[CHF]",{"$nulls":5},"Produktion:",null,"Einkauf:",{"$nulls":10},"vermieden:"]
[]
[null,{"$f":"IF(AND(Kat_1=0,Kat_2=0,Kat_3=0),\"\",\" Stromverkaufspreis\")","v":""},{"$nulls":4},"[CHF/kWh]",{"$nulls":3},"Emissionen",null,{"$f":"IF(E277=\"\",\"\",Z277)","v":""},null,{"$f":"IF(E277=\"\",\"\",Z281)","v":""},null,"[kgCO2eq/kWh]",{"$nulls":8},{"$f":"IF($Z$2=2,Daten!$I$362,Daten!$E$362)","v":0.125},{"$f":"IF($Z$2=2,Daten!$G$362,Daten!$C$362)","v":2.65}]
[]
[null,{"$f":"IF(AND(Kat_1=0,Kat_2=0,Kat_3=0),\"\",\" Baujahr\")","v":""},{"$nulls":8},"Primärenergiefaktor",null,{"$f":"IF(E277=\"\",\"\",AA277)","v":""},null,{"$f":"IF(E277=\"\",\"\",AA281)","v":""},null,"[kWhPrE/kWhEndE]"]
[]
[{"$nulls":4},{"$f":"IF(Kat_1=0,\"keine Auswahl\",\"Kat.1: \" & TEXT(Kat_1, \"0\"))","v":"keine Auswahl"},{"$nulls":3},{"$f":"IF(Kat_2=0,\"keine Auswahl\",\"Kat.2: \" & TEXT(Kat_2, \"0\"))","v":"keine Auswahl"},{"$nulls":3},{"$f":"IF(Kat_3=0,\"keine Auswahl\",\"Kat.3: \" & TEXT(Kat_3, \"0\"))","v":"keine Auswahl"}]
[null," Eigenverbrauchsanteil [%]",{"$nulls":24},"total Eigenverbrauch",null,{"$f":"SUM(E286:O286)","v":{"v":0,"d":"0%"}}]
[]
[null,"4.3.2 Weitere Produktionsanlage"]
[]
[null," Anlagetyp"]
[]
[null," Produktion",{"$nulls":4},"[kWh/a]"]
[]
[null,{"$f":"IF(E292=\"\",\"\",\"Standardwerte überschreiben:\")","v":""},{"$nulls":4},{"$f":"IF(E292=\"\",\"\",\"Produktion:\")","v":""},null,{"$f":"IF(E292=\"\",\"\",\"Einkauf:\")","v":""},{"$nulls":16},"produktion:"]
[]
[{"$nulls":4},{"$f":"IF(E292=\"\",\"\",\"Emissionen\")","v":""},null,{"$f":"IF(E292=\"\",\"\",Z296)","v":""},null,{"$f":"IF(E292=\"\",\"\",Z300)","v":""},null,"[kgCO2eq/kWh]",{"$nulls":14},{"$f":"IF($Z$2=2,Daten!$I$364,Daten!$E$364)","v":0.037},{"$f":"IF($Z$2=2,Daten!$G$364,Daten!$C$364)","v":1.22},null,"* default gleich wie PV"]
[]
[{"$nulls":4},{"$f":"IF(E292=\"\",\"\",\"Primärenergiefaktor\")","v":""},null,{"$f":"IF(E292=\"\",\"\",AA296)","v":""},null,{"$f":"IF(E292=\"\",\"\",AA300)","v":""},null,"[kWhPrE/kWhEndE]",{"$nulls":14},"vermieden:"]
[]
[null,{"$f":"IF(E292=\"\",\"\",\" Investitionskosten\")","v":""},{"$nulls":4},{"$f":"IF(E292=\"\",\"\",\"[CHF]\")","v":""},{"$nulls":18},{"$f":"IF($Z$2=2,Daten!$I$362,Daten!$E$362)","v":0.125},{"$f":"IF($Z$2=2,Daten!$G$362,Daten!$C$362)","v":2.65}]
[]
[null,{"$f":"IF(E292=\"\",\"\",\" Stromverkaufspreis\")","v":""},{"$nulls":4},{"$f":"IF(E292=\"\",\"\",\"[CHF/kWh]\")","v":""}]
[]
[null,{"$f":"IF(E292=\"\",\"\",\" Baujahr\")","v":""}]
[]
[{"$nulls":4},{"$f":"IF(Kat_1=0,\"keine Auswahl\",\"Kat.1: \" & TEXT(Kat_1, \"0\"))","v":"keine Auswahl"},{"$nulls":3},{"$f":"IF(Kat_2=0,\"keine Auswahl\",\"Kat.2: \" & TEXT(Kat_2, \"0\"))","v":"keine Auswahl"},{"$nulls":3},{"$f":"IF(Kat_3=0,\"keine Auswahl\",\"Kat.3: \" & TEXT(Kat_3, \"0\"))","v":"keine Auswahl"}]
[null,{"$f":"IF(E292=\"\",\"\",\" Eigenverbrauchsanteil [%]\")","v":""},{"$nulls":24},"total Eigenverbrauch",null,{"$f":"SUM(E307:O307)","v":{"v":0,"d":"0%"}}]
[]
[null,"4a Beschreibung und Bemerkungen"]
[null,"Feitext. "]

{"sheet":"GTel","index":6,"n_rows":187,"n_cols":30,"rows_kept":187,"merged":[[2,8,3,8],[2,9,3,9],[2,10,3,10],[2,13,3,13],[164,1,165,22]]}
[]
[null,"Gebäude-Energie-Analyse-Tool"]
[null,"D.1 Erfassung der Gebäudetechnik: Elektrische Verbraucher",{"$nulls":6},"Fläche [m²]","Leistung [kW]","Volllast-stunden[h]",null,null,"berechneter Bedarf [kWh/a]"]
[null,"Bezeichnung","Typ","Zuteilung Kategorie","Geräte-Typ / Bereich","Qualität","Ausbau","Effizienz Leuchten",{"$nulls":3},"Anzahl"]
[]
[null,null,"1 Geräte",{"$f":"Kat_1","v":0},null,"veraltet","bescheiden","0-25%"]
[null,null,"2 Elektronik und Betriebseinrichtung",{"$f":"Kat_2","v":0},null,"standard","standard","25-75%"]
[null,null,"3 Beleuchtung",{"$f":"Kat_3","v":0},null,"modern","hoch","75-100%"]
[null,null,"4 Weitere Verbraucher",null,null,"top modern",null,"75-100% mit Regelung"]
[null,"Tabelle von links nach rechts ausfüllen, lediglich alle eingefärbten Felder müssen Daten enthalten (die anderen freilassen/haben keinen Einfluss auf die Berechnung). Kontrolle via Spalte \"berechneter Bedarf\". ",{"$nulls":27},"Kommentare:"]
[null,"! industrielle Produktionsprozesse sind nicht zu erfassen ! (nicht Teil einer GAmV)"]
[]
[{"$nulls":13},{"$f":"IFERROR(IF(C13=$C$6,_xlfn.XLOOKUP(GTel!F13,Daten!$F$157:$I$157,_xlfn.XLOOKUP(GTel!C13&GTel!D13&GTel!E13,Daten!$B$159:$B$274&Daten!$A$159:$A$274&Daten!$C$159:$C$274,Daten!$F$159:$I$274)),\nIF(C13=$C$7,_xlfn.XLOOKUP(GTel!C13&GTel!D13&GTel!E13,Daten!$B$159:$B$274&Daten!$A$159:$A$274&Daten!$D$159:$D$274,Daten!$K$159:$K$274)*I13*_xlfn.XLOOKUP(G13,Daten!$M$157:$O$157,_xlfn.XLOOKUP(GTel!C13&GTel!D13&GTel!E13,Daten!$B$159:$B$274&Daten!$A$159:$A$274&Daten!$D$159:$D$274,Daten!$M$159:$O$274))*_xlfn.XLOOKUP(F13,Daten!$V$157:$Y$157,_xlfn.XLOOKUP(GTel!C13&GTel!D13&GTel!E13,Daten!$B$159:$B$274&Daten!$A$159:$A$274&Daten!$D$159:$D$274,Daten!$V$159:$Y$274)),\nIF(C13=$C$8,_xlfn.XLOOKUP(GTel!C13&GTel!D13&GTel!E13,Daten!$B$159:$B$274&Daten!$A$159:$A$274&Daten!$D$159:$D$274,Daten!$K$159:$K$274)*I13*_xlfn.XLOOKUP(G13,Daten!$M$157:$O$157,_xlfn.XLOOKUP(GTel!C13&GTel!D13&GTel!E13,Daten!$B$159:$B$274&Daten!$A$159:$A$274&Daten!$D$159:$D$274,Daten!$M$159:$O$274))*_xlfn.XLOOKUP(H13,Daten!$Q$157:$T$157,_xlfn.XLOOKUP(GTel!C13&GTel!D13&GTel!E13,Daten!$B$159:$B$274&Daten!$A$159:$A$274&Daten!$D$159:$D$274,Daten!$Q$159:$T$274)),\nIF(C13=$C$9,J13*K13*L13,\n\"\")))),0)","v":""},{"$f":"IFERROR(\nIF(C13=$C$6,TRANSPOSE(_xlfn._xlws.FILTER(Daten!$C$159:$C$274,(Daten!$A$159:$A$274=GTel!D13)*(Daten!$B$159:$B$274=GTel!C13))),\nIF(C13=$C$7,TRANSPOSE(_xlfn._xlws.FILTER(Daten!$D$159:$D$274,(Daten!$A$159:$A$274=GTel!D13)*(Daten!$B$159:$B$274=GTel!C13))),\nIF(C13=$C$8,TRANSPOSE(_xlfn._xlws.FILTER(Daten!$D$159:$D$274,(Daten!$A$159:$A$274=GTel!D13)*(Daten!$B$159:$B$274=GTel!C13))),\"\"))),\"\")","v":""}]
[{"$nulls":13},{"$f":"IFERROR(IF(C14=$C$6,_xlfn.XLOOKUP(GTel!F14,Daten!$F$157:$I$157,_xlfn.XLOOKUP(GTel!C14&GTel!D14&GTel!E14,Daten!$B$159:$B$274&Daten!$A$159:$A$274&Daten!$C$159:$C$274,Daten!$F$159:$I$274)),\nIF(C14=$C$7,_xlfn.XLOOKUP(GTel!C14&GTel!D14&GTel!E14,Daten!$B$159:$B$274&Daten!$A$159:$A$274&Daten!$D$159:$D$274,Daten!$K$159:$K$274)*I14*_xlfn.XLOOKUP(G14,Daten!$M$157:$O$157,_xlfn.XLOOKUP(GTel!C14&GTel!D14&GTel!E14,Daten!$B$159:$B$274&Daten!$A$159:$A$274&Daten!$D$159:$D$274,Daten!$M$159:$O$274))*_xlfn.XLOOKUP(F14,Daten!$V$157:$Y$157,_xlfn.XLOOKUP(GTel!C14&GTel!D14&GTel!E14,Daten!$B$159:$B$274&Daten!$A$159:$A$274&Daten!$D$159:$D$274,Daten!$V$159:$Y$274)),\nIF(C14=$C$8,_xlfn.XLOOKUP(GTel!C14&GTel!D14&GTel!E14,Daten!$B$159:$B$274&Daten!$A$159:$A$274&Daten!$D$159:$D$274,Daten!$K$159:$K$274)*I14*_xlfn.XLOOKUP(G14,Daten!$M$157:$O$157,_xlfn.XLOOKUP(GTel!C14&GTel!D14&GTel!E14,Daten!$B$159:$B$274&Daten!$A$159:$A$274&Daten!$D$159:$D$274,Daten!$M$159:$O$274))*_xlfn.XLOOKUP(H14,Daten!$Q$157:$T$157,_xlfn.XLOOKUP(GTel!C14&GTel!D14&GTel!E14,Daten!$B$159:$B$274&Daten!$A$159:$A$274&Daten!$D$159:$D$274,Daten!$Q$159:$T$274)),\nIF(C14=$C$9,J14*K14*L14,\n\"\")))),0)","v":""},{"$f":"IFERROR(\nIF(C14=$C$6,TRANSPOSE(_xlfn._xlws.FILTER(Daten!$C$159:$C$274,(Daten!$A$159:$A$274=GTel!D14)*(Daten!$B$159:$B$274=GTel!C14))),\nIF(C14=$C$7,TRANSPOSE(_xlfn._xlws.FILTER(Daten!$D$159:$D$274,(Daten!$A$159:$A$274=GTel!D14)*(Daten!$B$159:$B$274=GTel!C14))),\nIF(C14=$C$8,TRANSPOSE(_xlfn._xlws.FILTER(Daten!$D$159:$D$274,(Daten!$A$159:$A$274=GTel!D14)*(Daten!$B$159:$B$274=GTel!C14))),\"\"))),\"\")","v":""}]
[{"$nulls":13},{"$f":"IFERROR(IF(C15=$C$6,_xlfn.XLOOKUP(GTel!F15,Daten!$F$157:$I$157,_xlfn.XLOOKUP(GTel!C15&GTel!D15&GTel!E15,Daten!$B$159:$B$274&Daten!$A$159:$A$274&Daten!$C$159:$C$274,Daten!$F$159:$I$274)),\nIF(C15=$C$7,_xlfn.XLOOKUP(GTel!C15&GTel!D15&GTel!E15,Daten!$B$159:$B$274&Daten!$A$159:$A$274&Daten!$D$159:$D$274,Daten!$K$159:$K$274)*I15*_xlfn.XLOOKUP(G15,Daten!$M$157:$O$157,_xlfn.XLOOKUP(GTel!C15&GTel!D15&GTel!E15,Daten!$B$159:$B$274&Daten!$A$159:$A$274&Daten!$D$159:$D$274,Daten!$M$159:$O$274))*_xlfn.XLOOKUP(F15,Daten!$V$157:$Y$157,_xlfn.XLOOKUP(GTel!C15&GTel!D15&GTel!E15,Daten!$B$159:$B$274&Daten!$A$159:$A$274&Daten!$D$159:$D$274,Daten!$V$159:$Y$274)),\nIF(C15=$C$8,_xlfn.XLOOKUP(GTel!C15&GTel!D15&GTel!E15,Daten!$B$159:$B$274&Daten!$A$159:$A$274&Daten!$D$159:$D$274,Daten!$K$159:$K$274)*I15*_xlfn.XLOOKUP(G15,Daten!$M$157:$O$157,_xlfn.XLOOKUP(GTel!C15&GTel!D15&GTel!E15,Daten!$B$159:$B$274&Daten!$A$159:$A$274&Daten!$D$159:$D$274,Daten!$M$159:$O$274))*_xlfn.XLOOKUP(H15,Daten!$Q$157:$T$157,_xlfn.XLOOKUP(GTel!C15&GTel!D15&GTel!E15,Daten!$B$159:$B$274&Daten!$A$159:$A$274&Daten!$D$159:$D$274,Daten!$Q$159:$T$274)),\nIF(C15=$C$9,J15*K15*L15,\n\"\")))),0)","v":""},{"$f":"IFERROR(\nIF(C15=$C$6,TRANSPOSE(_xlfn._xlws.FILTER(Daten!$C$159:$C$274,(Daten!$A$159:$A$274=GTel!D15)*(Daten!$B$159:$B$274=GTel!C15))),\nIF(C15=$C$7,TRANSPOSE(_xlfn._xlws.FILTER(Daten!$D$159:$D$274,(Daten!$A$159:$A$274=GTel!D15)*(Daten!$B$159:$B$274=GTel!C15))),\nIF(C15=$C$8,TRANSPOSE(_xlfn._xlws.FILTER(Daten!$D$159:$D$274,(Daten!$A$159:$A$274=GTel!D15)*(Daten!$B$159:$B$274=GTel!C15))),\"\"))),\"\")","v":""}]
[{"$nulls":13},{"$f":"IFERROR(IF(C16=$C$6,_xlfn.XLOOKUP(GTel!F16,Daten!$F$157:$I$157,_xlfn.XLOOKUP(GTel!C16&GTel!D16&GTel!E16,Daten!$B$159:$B$274&Daten!$A$159:$A$274&Daten!$C$159:$C$274,Daten!$F$159:$I$274)),\nIF(C16=$C$7,_xlfn.XLOOKUP(GTel!C16&GTel!D16&GTel!E16,Daten!$B$159:$B$274&Daten!$A$159:$A$274&Daten!$D$159:$D$274,Daten!$K$159:$K$274)*I16*_xlfn.XLOOKUP(G16,Daten!$M$157:$O$157,_xlfn.XLOOKUP(GTel!C16&GTel!D16&GTel!E16,Daten!$B$159:$B$274&Daten!$A$159:$A$274&Daten!$D$159:$D$274,Daten!$M$159:$O$274))*_xlfn.XLOOKUP(F16,Daten!$V$157:$Y$157,_xlfn.XLOOKUP(GTel!C16&GTel!D16&GTel!E16,Daten!$B$159:$B$274&Daten!$A$159:$A$274&Daten!$D$159:$D$274,Daten!$V$159:$Y$274)),\nIF(C16=$C$8,_xlfn.XLOOKUP(GTel!C16&GTel!D16&GTel!E16,Daten!$B$159:$B$274&Daten!$A$159:$A$274&Daten!$D$159:$D$274,Daten!$K$159:$K$274)*I16*_xlfn.XLOOKUP(G16,Daten!$M$157:$O$157,_xlfn.XLOOKUP(GTel!C16&GTel!D16&GTel!E16,Daten!$B$159:$B$274&Daten!$A$159:$A$274&Daten!$D$159:$D$274,Daten!$M$159:$O$274))*_xlfn.XLOOKUP(H16,Daten!$Q$157:$T$157,_xlfn.XLOOKUP(GTel!C16&GTel!D16&GTel!E16,Daten!$B$159:$B$274&Daten!$A$159:$A$274&Daten!$D$159:$D$274,Daten!$Q$159:$T$274)),\nIF(C16=$C$9,J16*K16*L16,\n\"\")))),0)","v":""},{"$f":"IFERROR(\nIF(C16=$C$6,TRANSPOSE(_xlfn._xlws.FILTER(Daten!$C$159:$C$274,(Daten!$A$159:$A$274=GTel!D16)*(Daten!$B$159:$B$274=GTel!C16))),\nIF(C16=$C$7,TRANSPOSE(_xlfn._xlws.FILTER(Daten!$D$159:$D$274,(Daten!$A$159:$A$274=GTel!D16)*(Daten!$B$159:$B$274=GTel!C16))),\nIF(C16=$C$8,TRANSPOSE(_xlfn._xlws.FILTER(Daten!$D$159:$D$274,(Daten!$A$159:$A$274=GTel!D16)*(Daten!$B$159:$B$274=GTel!C16))),\"\"))),\"\")","v":""}]
[{"$nulls":13},{"$f":"IFERROR(IF(C17=$C$6,_xlfn.XLOOKUP(GTel!F17,Daten!$F$157:$I$157,_xlfn.XLOOKUP(GTel!C17&GTel!D17&GTel!E17,Daten!$B$159:$B$274&Daten!$A$159:$A$274&Daten!$C$159:$C$274,Daten!$F$159:$I$274)),\nIF(C17=$C$7,_xlfn.XLOOKUP(GTel!C17&GTel!D17&GTel!E17,Daten!$B$159:$B$274&Daten!$A$159:$A$274&Daten!$D$159:$D$274,Daten!$K$159:$K$274)*I17*_xlfn.XLOOKUP(G17,Daten!$M$157:$O$157,_xlfn.XLOOKUP(GTel!C17&GTel!D17&GTel!E17,Daten!$B$159:$B$274&Daten!$A$159:$A$274&Daten!$D$159:$D$274,Daten!$M$159:$O$274))*_xlfn.XLOOKUP(F17,Daten!$V$157:$Y$157,_xlfn.XLOOKUP(GTel!C17&GTel!D17&GTel!E17,Daten!$B$159:$B$274&Daten!$A$159:$A$274&Daten!$D$159:$D$274,Daten!$V$159:$Y$274)),\nIF(C17=$C$8,_xlfn.XLOOKUP(GTel!C17&GTel!D17&GTel!E17,Daten!$B$159:$B$274&Daten!$A$159:$A$274&Daten!$D$159:$D$274,Daten!$K$159:$K$274)*I17*_xlfn.XLOOKUP(G17,Daten!$M$157:$O$157,_xlfn.XLOOKUP(GTel!C17&GTel!D17&GTel!E17,Daten!$B$159:$B$274&Daten!$A$159:$A$274&Daten!$D$159:$D$274,Daten!$M$159:$O$274))*_xlfn.XLOOKUP(H17,Daten!$Q$157:$T$157,_xlfn.XLOOKUP(GTel!C17&GTel!D17&GTel!E17,Daten!$B$159:$B$274&Daten!$A$159:$A$274&Daten!$D$159:$D$274,Daten!$Q$159:$T$274)),\nIF(C17=$C$9,J17*K17*L17,\n\"\")))),0)","v":""},{"$f":"IFERROR(\nIF(C17=$C$6,TRANSPOSE(_xlfn._xlws.FILTER(Daten!$C$159:$C$274,(Daten!$A$159:$A$274=GTel!D17)*(Daten!$B$159:$B$274=GTel!C17))),\nIF(C17=$C$7,TRANSPOSE(_xlfn._xlws.FILTER(Daten!$D$159:$D$274,(Daten!$A$159:$A$274=GTel!D17)*(Daten!$B$159:$B$274=GTel!C17))),\nIF(C17=$C$8,TRANSPOSE(_xlfn._xlws.FILTER(Daten!$D$159:$D$274,(Daten!$A$159:$A$274=GTel!D17)*(Daten!$B$159:$B$274=GTel!C17))),\"\"))),\"\")","v":""}]
[{"$nulls":13},{"$f":"IFERROR(IF(C18=$C$6,_xlfn.XLOOKUP(GTel!F18,Daten!$F$157:$I$157,_xlfn.XLOOKUP(GTel!C18&GTel!D18&GTel!E18,Daten!$B$159:$B$274&Daten!$A$159:$A$274&Daten!$C$159:$C$274,Daten!$F$159:$I$274)),\nIF(C18=$C$7,_xlfn.XLOOKUP(GTel!C18&GTel!D18&GTel!E18,Daten!$B$159:$B$274&Daten!$A$159:$A$274&Daten!$D$159:$D$274,Daten!$K$159:$K$274)*I18*_xlfn.XLOOKUP(G18,Daten!$M$157:$O$157,_xlfn.XLOOKUP(GTel!C18&GTel!D18&GTel!E18,Daten!$B$159:$B$274&Daten!$A$159:$A$274&Daten!$D$159:$D$274,Daten!$M$159:$O$274))*_xlfn.XLOOKUP(F18,Daten!$V$157:$Y$157,_xlfn.XLOOKUP(GTel!C18&GTel!D18&GTel!E18,Daten!$B$159:$B$274&Daten!$A$159:$A$274&Daten!$D$159:$D$274,Daten!$V$159:$Y$274)),\nIF(C18=$C$8,_xlfn.XLOOKUP(GTel!C18&GTel!D18&GTel!E18,Daten!$B$159:$B$274&Daten!$A$159:$A$274&Daten!$D$159:$D$274,Daten!$K$159:$K$274)*I18*_xlfn.XLOOKUP(G18,Daten!$M$157:$O$157,_xlfn.XLOOKUP(GTel!C18&GTel!D18&GTel!E18,Daten!$B$159:$B$274&Daten!$A$159:$A$274&Daten!$D$159:$D$274,Daten!$M$159:$O$274))*_xlfn.XLOOKUP(H18,Daten!$Q$157:$T$157,_xlfn.XLOOKUP(GTel!C18&GTel!D18&GTel!E18,Daten!$B$159:$B$274&Daten!$A$159:$A$274&Daten!$D$159:$D$274,Daten!$Q$159:$T$274)),\nIF(C18=$C$9,J18*K18*L18,\n\"\")))),0)","v":""},{"$f":"IFERROR(\nIF(C18=$C$6,TRANSPOSE(_xlfn._xlws.FILTER(Daten!$C$159:$C$274,(Daten!$A$159:$A$274=GTel!D18)*(Daten!$B$159:$B$274=GTel!C18))),\nIF(C18=$C$7,TRANSPOSE(_xlfn._xlws.FILTER(Daten!$D$159:$D$274,(Daten!$A$159:$A$274=GTel!D18)*(Daten!$B$159:$B$274=GTel!C18))),\nIF(C18=$C$8,TRANSPOSE(_xlfn._xlws.FILTER(Daten!$D$159:$D$274,(Daten!$A$159:$A$274=GTel!D18)*(Daten!$B$159:$B$274=GTel!C18))),\"\"))),\"\")","v":""}]
[{"$nulls":13},{"$f":"IFERROR(IF(C19=$C$6,_xlfn.XLOOKUP(GTel!F19,Daten!$F$157:$I$157,_xlfn.XLOOKUP(GTel!C19&GTel!D19&GTel!E19,Daten!$B$159:$B$274&Daten!$A$159:$A$274&Daten!$C$159:$C$274,Daten!$F$159:$I$274)),\nIF(C19=$C$7,_xlfn.XLOOKUP(GTel!C19&GTel!D19&GTel!E19,Daten!$B$159:$B$274&Daten!$A$159:$A$274&Daten!$D$159:$D$274,Daten!$K$159:$K$274)*I19*_xlfn.XLOOKUP(G19,Daten!$M$157:$O$157,_xlfn.XLOOKUP(GTel!C19&GTel!D19&GTel!E19,Daten!$B$159:$B$274&Daten!$A$159:$A$274&Daten!$D$159:$D$274,Daten!$M$159:$O$274))*_xlfn.XLOOKUP(F19,Daten!$V$157:$Y$157,_xlfn.XLOOKUP(GTel!C19&GTel!D19&GTel!E19,Daten!$B$159:$B$274&Daten!$A$159:$A$274&Daten!$D$159:$D$274,Daten!$V$159:$Y$274)),\nIF(C19=$C$8,_xlfn.XLOOKUP(GTel!C19&GTel!D19&GTel!E19,Daten!$B$159:$B$274&Daten!$A$159:$A$274&Daten!$D$159:$D$274,Daten!$K$159:$K$274)*I19*_xlfn.XLOOKUP(G19,Daten!$M$157:$O$157,_xlfn.XLOOKUP(GTel!C19&GTel!D19&GTel!E19,Daten!$B$159:$B$274&Daten!$A$159:$A$274&Daten!$D$159:$D$274,Daten!$M$159:$O$274))*_xlfn.XLOOKUP(H19,Daten!$Q$157:$T$157,_xlfn.XLOOKUP(GTel!C19&GTel!D19&GTel!E19,Daten!$B$159:$B$274&Daten!$A$159:$A$274&Daten!$D$159:$D$274,Daten!$Q$159:$T$274)),\nIF(C19=$C$9,J19*K19*L19,\n\"\")))),0)","v":""},{"$f":"IFERROR(\nIF(C19=$C$6,TRANSPOSE(_xlfn._xlws.FILTER(Daten!$C$159:$C$274,(Daten!$A$159:$A$274=GTel!D19)*(Daten!$B$159:$B$274=GTel!C19))),\nIF(C19=$C$7,TRANSPOSE(_xlfn._xlws.FILTER(Daten!$D$159:$D$274,(Daten!$A$159:$A$274=GTel!D19)*(Daten!$B$159:$B$274=GTel!C19))),\nIF(C19=$C$8,TRANSPOSE(_xlfn._xlws.FILTER(Daten!$D$159:$D$274,(Daten!$A$159:$A$274=GTel!D19)*(Daten!$B$159:$B$274=GTel!C19))),\"\"))),\"\")","v":""}]
[{"$nulls":13},{"$f":"IFERROR(IF(C20=$C$6,_xlfn.XLOOKUP(GTel!F20,Daten!$F$157:$I$157,_xlfn.XLOOKUP(GTel!C20&GTel!D20&GTel!E20,Daten!$B$159:$B$274&Daten!$A$159:$A$274&Daten!$C$159:$C$274,Daten!$F$159:$I$274)),\nIF(C20=$C$7,_xlfn.XLOOKUP(GTel!C20&GTel!D20&GTel!E20,Daten!$B$159:$B$274&Daten!$A$159:$A$274&Daten!$D$159:$D$274,Daten!$K$159:$K$274)*I20*_xlfn.XLOOKUP(G20,Daten!$M$157:$O$157,_xlfn.XLOOKUP(GTel!C20&GTel!D20&GTel!E20,Daten!$B$159:$B$274&Daten!$A$159:$A$274&Daten!$D$159:$D$274,Daten!$M$159:$O$274))*_xlfn.XLOOKUP(F20,Daten!$V$157:$Y$157,_xlfn.XLOOKUP(GTel!C20&GTel!D20&GTel!E20,Daten!$B$159:$B$274&Daten!$A$159:$A$274&Daten!$D$159:$D$274,Daten!$V$159:$Y$274)),\nIF(C20=$C$8,_xlfn.XLOOKUP(GTel!C20&GTel!D20&GTel!E20,Daten!$B$159:$B$274&Daten!$A$159:$A$274&Daten!$D$159:$D$274,Daten!$K$159:$K$274)*I20*_xlfn.XLOOKUP(G20,Daten!$M$157:$O$157,_xlfn.XLOOKUP(GTel!C20&GTel!D20&GTel!E20,Daten!$B$159:$B$274&Daten!$A$159:$A$274&Daten!$D$159:$D$274,Daten!$M$159:$O$274))*_xlfn.XLOOKUP(H20,Daten!$Q$157:$T$157,_xlfn.XLOOKUP(GTel!C20&GTel!D20&GTel!E20,Daten!$B$159:$B$274&Daten!$A$159:$A$274&Daten!$D$159:$D$274,Daten!$Q$159:$T$274)),\nIF(C20=$C$9,J20*K20*L20,\n\"\")))),0)","v":""},{"$f":"IFERROR(\nIF(C20=$C$6,TRANSPOSE(_xlfn._xlws.FILTER(Daten!$C$159:$C$274,(Daten!$A$159:$A$274=GTel!D20)*(Daten!$B$159:$B$274=GTel!C20))),\nIF(C20=$C$7,TRANSPOSE(_xlfn._xlws.FILTER(Daten!$D$159:$D$274,(Daten!$A$159:$A$274=GTel!D20)*(Daten!$B$159:$B$274=GTel!C20))),\nIF(C20=$C$8,TRANSPOSE(_xlfn._xlws.FILTER(Daten!$D$159:$D$274,(Daten!$A$159:$A$274=GTel!D20)*(Daten!$B$159:$B$274=GTel!C20))),\"\"))),\"\")","v":""}]
[{"$nulls":13},{"$f":"IFERROR(IF(C21=$C$6,_xlfn.XLOOKUP(GTel!F21,Daten!$F$157:$I$157,_xlfn.XLOOKUP(GTel!C21&GTel!D21&GTel!E21,Daten!$B$159:$B$274&Daten!$A$159:$A$274&Daten!$C$159:$C$274,Daten!$F$159:$I$274)),\nIF(C21=$C$7,_xlfn.XLOOKUP(GTel!C21&GTel!D21&GTel!E21,Daten!$B$159:$B$274&Daten!$A$159:$A$274&Daten!$D$159:$D$274,Daten!$K$159:$K$274)*I21*_xlfn.XLOOKUP(G21,Daten!$M$157:$O$157,_xlfn.XLOOKUP(GTel!C21&GTel!D21&GTel!E21,Daten!$B$159:$B$274&Daten!$A$159:$A$274&Daten!$D$159:$D$274,Daten!$M$159:$O$274))*_xlfn.XLOOKUP(F21,Daten!$V$157:$Y$157,_xlfn.XLOOKUP(GTel!C21&GTel!D21&GTel!E21,Daten!$B$159:$B$274&Daten!$A$159:$A$274&Daten!$D$159:$D$274,Daten!$V$159:$Y$274)),\nIF(C21=$C$8,_xlfn.XLOOKUP(GTel!C21&GTel!D21&GTel!E21,Daten!$B$159:$B$274&Daten!$A$159:$A$274&Daten!$D$159:$D$274,Daten!$K$159:$K$274)*I21*_xlfn.XLOOKUP(G21,Daten!$M$157:$O$157,_xlfn.XLOOKUP(GTel!C21&GTel!D21&GTel!E21,Daten!$B$159:$B$274&Daten!$A$159:$A$274&Daten!$D$159:$D$274,Daten!$M$159:$O$274))*_xlfn.XLOOKUP(H21,Daten!$Q$157:$T$157,_xlfn.XLOOKUP(GTel!C21&GTel!D21&GTel!E21,Daten!$B$159:$B$274&Daten!$A$159:$A$274&Daten!$D$159:$D$274,Daten!$Q$159:$T$274)),\nIF(C21=$C$9,J21*K21*L21,\n\"\")))),0)","v":""},{"$f":"IFERROR(\nIF(C21=$C$6,TRANSPOSE(_xlfn._xlws.FILTER(Daten!$C$159:$C$274,(Daten!$A$159:$A$274=GTel!D21)*(Daten!$B$159:$B$274=GTel!C21))),\nIF(C21=$C$7,TRANSPOSE(_xlfn._xlws.FILTER(Daten!$D$159:$D$274,(Daten!$A$159:$A$274=GTel!D21)*(Daten!$B$159:$B$274=GTel!C21))),\nIF(C21=$C$8,TRANSPOSE(_xlfn._xlws.FILTER(Daten!$D$159:$D$274,(Daten!$A$159:$A$274=GTel!D21)*(Daten!$B$159:$B$274=GTel!C21))),\"\"))),\"\")","v":""}]
[{"$nulls":13},{"$f":"IFERROR(IF(C22=$C$6,_xlfn.XLOOKUP(GTel!F22,Daten!$F$157:$I$157,_xlfn.XLOOKUP(GTel!C22&GTel!D22&GTel!E22,Daten!$B$159:$B$274&Daten!$A$159:$A$274&Daten!$C$159:$C$274,Daten!$F$159:$I$274)),\nIF(C22=$C$7,_xlfn.XLOOKUP(GTel!C22&GTel!D22&GTel!E22,Daten!$B$159:$B$274&Daten!$A$159:$A$274&Daten!$D$159:$D$274,Daten!$K$159:$K$274)*I22*_xlfn.XLOOKUP(G22,Daten!$M$157:$O$157,_xlfn.XLOOKUP(GTel!C22&GTel!D22&GTel!E22,Daten!$B$159:$B$274&Daten!$A$159:$A$274&Daten!$D$159:$D$274,Daten!$M$159:$O$274))*_xlfn.XLOOKUP(F22,Daten!$V$157:$Y$157,_xlfn.XLOOKUP(GTel!C22&GTel!D22&GTel!E22,Daten!$B$159:$B$274&Daten!$A$159:$A$274&Daten!$D$159:$D$274,Daten!$V$159:$Y$274)),\nIF(C22=$C$8,_xlfn.XLOOKUP(GTel!C22&GTel!D22&GTel!E22,Daten!$B$159:$B$274&Daten!$A$159:$A$274&Daten!$D$159:$D$274,Daten!$K$159:$K$274)*I22*_xlfn.XLOOKUP(G22,Daten!$M$157:$O$157,_xlfn.XLOOKUP(GTel!C22&GTel!D22&GTel!E22,Daten!$B$159:$B$274&Daten!$A$159:$A$274&Daten!$D$159:$D$274,Daten!$M$159:$O$274))*_xlfn.XLOOKUP(H22,Daten!$Q$157:$T$157,_xlfn.XLOOKUP(GTel!C22&GTel!D22&GTel!E22,Daten!$B$159:$B$274&Daten!$A$159:$A$274&Daten!$D$159:$D$274,Daten!$Q$159:$T$274)),\nIF(C22=$C$9,J22*K22*L22,\n\"\")))),0)","v":""},{"$f":"IFERROR(\nIF(C22=$C$6,TRANSPOSE(_xlfn._xlws.FILTER(Daten!$C$159:$C$274,(Daten!$A$159:$A$274=GTel!D22)*(Daten!$B$159:$B$274=GTel!C22))),\nIF(C22=$C$7,TRANSPOSE(_xlfn._xlws.FILTER(Daten!$D$159:$D$274,(Daten!$A$159:$A$274=GTel!D22)*(Daten!$B$159:$B$274=GTel!C22))),\nIF(C22=$C$8,TRANSPOSE(_xlfn._xlws.FILTER(Daten!$D$159:$D$274,(Daten!$A$159:$A$274=GTel!D22)*(Daten!$B$159:$B$274=GTel!C22))),\"\"))),\"\")","v":""}]
[{"$nulls":13},{"$f":"IFERROR(IF(C23=$C$6,_xlfn.XLOOKUP(GTel!F23,Daten!$F$157:$I$157,_xlfn.XLOOKUP(GTel!C23&GTel!D23&GTel!E23,Daten!$B$159:$B$274&Daten!$A$159:$A$274&Daten!$C$159:$C$274,Daten!$F$159:$I$274)),\nIF(C23=$C$7,_xlfn.XLOOKUP(GTel!C23&GTel!D23&GTel!E23,Daten!$B$159:$B$274&Daten!$A$159:$A$274&Daten!$D$159:$D$274,Daten!$K$159:$K$274)*I23*_xlfn.XLOOKUP(G23,Daten!$M$157:$O$157,_xlfn.XLOOKUP(GTel!C23&GTel!D23&GTel!E23,Daten!$B$159:$B$274&Daten!$A$159:$A$274&Daten!$D$159:$D$274,Daten!$M$159:$O$274))*_xlfn.XLOOKUP(F23,Daten!$V$157:$Y$157,_xlfn.XLOOKUP(GTel!C23&GTel!D23&GTel!E23,Daten!$B$159:$B$274&Daten!$A$159:$A$274&Daten!$D$159:$D$274,Daten!$V$159:$Y$274)),\nIF(C23=$C$8,_xlfn.XLOOKUP(GTel!C23&GTel!D23&GTel!E23,Daten!$B$159:$B$274&Daten!$A$159:$A$274&Daten!$D$159:$D$274,Daten!$K$159:$K$274)*I23*_xlfn.XLOOKUP(G23,Daten!$M$157:$O$157,_xlfn.XLOOKUP(GTel!C23&GTel!D23&GTel!E23,Daten!$B$159:$B$274&Daten!$A$159:$A$274&Daten!$D$159:$D$274,Daten!$M$159:$O$274))*_xlfn.XLOOKUP(H23,Daten!$Q$157:$T$157,_xlfn.XLOOKUP(GTel!C23&GTel!D23&GTel!E23,Daten!$B$159:$B$274&Daten!$A$159:$A$274&Daten!$D$159:$D$274,Daten!$Q$159:$T$274)),\nIF(C23=$C$9,J23*K23*L23,\n\"\")))),0)","v":""},{"$f":"IFERROR(\nIF(C23=$C$6,TRANSPOSE(_xlfn._xlws.FILTER(Daten!$C$159:$C$274,(Daten!$A$159:$A$274=GTel!D23)*(Daten!$B$159:$B$274=GTel!C23))),\nIF(C23=$C$7,TRANSPOSE(_xlfn._xlws.FILTER(Daten!$D$159:$D$274,(Daten!$A$159:$A$274=GTel!D23)*(Daten!$B$159:$B$274=GTel!C23))),\nIF(C23=$C$8,TRANSPOSE(_xlfn._xlws.FILTER(Daten!$D$159:$D$274,(Daten!$A$159:$A$274=GTel!D23)*(Daten!$B$159:$B$274=GTel!C23))),\"\"))),\"\")","v":""}]
[{"$nulls":13},{"$f":"IFERROR(IF(C24=$C$6,_xlfn.XLOOKUP(GTel!F24,Daten!$F$157:$I$157,_xlfn.XLOOKUP(GTel!C24&GTel!D24&GTel!E24,Daten!$B$159:$B$274&Daten!$A$159:$A$274&Daten!$C$159:$C$274,Daten!$F$159:$I$274)),\nIF(C24=$C$7,_xlfn.XLOOKUP(GTel!C24&GTel!D24&GTel!E24,Daten!$B$159:$B$274&Daten!$A$159:$A$274&Daten!$D$159:$D$274,Daten!$K$159:$K$274)*I24*_xlfn.XLOOKUP(G24,Daten!$M$157:$O$157,_xlfn.XLOOKUP(GTel!C24&GTel!D24&GTel!E24,Daten!$B$159:$B$274&Daten!$A$159:$A$274&Daten!$D$159:$D$274,Daten!$M$159:$O$274))*_xlfn.XLOOKUP(F24,Daten!$V$157:$Y$157,_xlfn.XLOOKUP(GTel!C24&GTel!D24&GTel!E24,Daten!$B$159:$B$274&Daten!$A$159:$A$274&Daten!$D$159:$D$274,Daten!$V$159:$Y$274)),\nIF(C24=$C$8,_xlfn.XLOOKUP(GTel!C24&GTel!D24&GTel!E24,Daten!$B$159:$B$274&Daten!$A$159:$A$274&Daten!$D$159:$D$274,Daten!$K$159:$K$274)*I24*_xlfn.XLOOKUP(G24,Daten!$M$157:$O$157,_xlfn.XLOOKUP(GTel!C24&GTel!D24&GTel!E24,Daten!$B$159:$B$274&Daten!$A$159:$A$274&Daten!$D$159:$D$274,Daten!$M$159:$O$274))*_xlfn.XLOOKUP(H24,Daten!$Q$157:$T$157,_xlfn.XLOOKUP(GTel!C24&GTel!D24&GTel!E24,Daten!$B$159:$B$274&Daten!$A$159:$A$274&Daten!$D$159:$D$274,Daten!$Q$159:$T$274)),\nIF(C24=$C$9,J24*K24*L24,\n\"\")))),0)","v":""},{"$f":"IFERROR(\nIF(C24=$C$6,TRANSPOSE(_xlfn._xlws.FILTER(Daten!$C$159:$C$274,(Daten!$A$159:$A$274=GTel!D24)*(Daten!$B$159:$B$274=GTel!C24))),\nIF(C24=$C$7,TRANSPOSE(_xlfn._xlws.FILTER(Daten!$D$159:$D$274,(Daten!$A$159:$A$274=GTel!D24)*(Daten!$B$159:$B$274=GTel!C24))),\nIF(C24=$C$8,TRANSPOSE(_xlfn._xlws.FILTER(Daten!$D$159:$D$274,(Daten!$A$159:$A$274=GTel!D24)*(Daten!$B$159:$B$274=GTel!C24))),\"\"))),\"\")","v":""}]
[{"$nulls":13},{"$f":"IFERROR(IF(C25=$C$6,_xlfn.XLOOKUP(GTel!F25,Daten!$F$157:$I$157,_xlfn.XLOOKUP(GTel!C25&GTel!D25&GTel!E25,Daten!$B$159:$B$274&Daten!$A$159:$A$274&Daten!$C$159:$C$274,Daten!$F$159:$I$274)),\nIF(C25=$C$7,_xlfn.XLOOKUP(GTel!C25&GTel!D25&GTel!E25,Daten!$B$159:$B$274&Daten!$A$159:$A$274&Daten!$D$159:$D$274,Daten!$K$159:$K$274)*I25*_xlfn.XLOOKUP(G25,Daten!$M$157:$O$157,_xlfn.XLOOKUP(GTel!C25&GTel!D25&GTel!E25,Daten!$B$159:$B$274&Daten!$A$159:$A$274&Daten!$D$159:$D$274,Daten!$M$159:$O$274))*_xlfn.XLOOKUP(F25,Daten!$V$157:$Y$157,_xlfn.XLOOKUP(GTel!C25&GTel!D25&GTel!E25,Daten!$B$159:$B$274&Daten!$A$159:$A$274&Daten!$D$159:$D$274,Daten!$V$159:$Y$274)),\nIF(C25=$C$8,_xlfn.XLOOKUP(GTel!C25&GTel!D25&GTel!E25,Daten!$B$159:$B$274&Daten!$A$159:$A$274&Daten!$D$159:$D$274,Daten!$K$159:$K$274)*I25*_xlfn.XLOOKUP(G25,Daten!$M$157:$O$157,_xlfn.XLOOKUP(GTel!C25&GTel!D25&GTel!E25,Daten!$B$159:$B$274&Daten!$A$159:$A$274&Daten!$D$159:$D$274,Daten!$M$159:$O$274))*_xlfn.XLOOKUP(H25,Daten!$Q$157:$T$157,_xlfn.XLOOKUP(GTel!C25&GTel!D25&GTel!E25,Daten!$B$159:$B$274&Daten!$A$159:$A$274&Daten!$D$159:$D$274,Daten!$Q$159:$T$274)),\nIF(C25=$C$9,J25*K25*L25,\n\"\")))),0)","v":""},{"$f":"IFERROR(\nIF(C25=$C$6,TRANSPOSE(_xlfn._xlws.FILTER(Daten!$C$159:$C$274,(Daten!$A$159:$A$274=GTel!D25)*(Daten!$B$159:$B$274=GTel!C25))),\nIF(C25=$C$7,TRANSPOSE(_xlfn._xlws.FILTER(Daten!$D$159:$D$274,(Daten!$A$159:$A$274=GTel!D25)*(Daten!$B$159:$B$274=GTel!C25))),\nIF(C25=$C$8,TRANSPOSE(_xlfn._xlws.FILTER(Daten!$D$159:$D$274,(Daten!$A$159:$A$274=GTel!D25)*(Daten!$B$159:$B$274=GTel!C25))),\"\"))),\"\")","v":""}]
[{"$nulls":13},{"$f":"IFERROR(IF(C26=$C$6,_xlfn.XLOOKUP(GTel!F26,Daten!$F$157:$I$157,_xlfn.XLOOKUP(GTel!C26&GTel!D26&GTel!E26,Daten!$B$159:$B$274&Daten!$A$159:$A$274&Daten!$C$159:$C$274,Daten!$F$159:$I$274)),\nIF(C26=$C$7,_xlfn.XLOOKUP(GTel!C26&GTel!D26&GTel!E26,Daten!$B$159:$B$274&Daten!$A$159:$A$274&Daten!$D$159:$D$274,Daten!$K$159:$K$274)*I26*_xlfn.XLOOKUP(G26,Daten!$M$157:$O$157,_xlfn.XLOOKUP(GTel!C26&GTel!D26&GTel!E26,Daten!$B$159:$B$274&Daten!$A$159:$A$274&Daten!$D$159:$D$274,Daten!$M$159:$O$274))*_xlfn.XLOOKUP(F26,Daten!$V$157:$Y$157,_xlfn.XLOOKUP(GTel!C26&GTel!D26&GTel!E26,Daten!$B$159:$B$274&Daten!$A$159:$A$274&Daten!$D$159:$D$274,Daten!$V$159:$Y$274)),\nIF(C26=$C$8,_xlfn.XLOOKUP(GTel!C26&GTel!D26&GTel!E26,Daten!$B$159:$B$274&Daten!$A$159:$A$274&Daten!$D$159:$D$274,Daten!$K$159:$K$274)*I26*_xlfn.XLOOKUP(G26,Daten!$M$157:$O$157,_xlfn.XLOOKUP(GTel!C26&GTel!D26&GTel!E26,Daten!$B$159:$B$274&Daten!$A$159:$A$274&Daten!$D$159:$D$274,Daten!$M$159:$O$274))*_xlfn.XLOOKUP(H26,Daten!$Q$157:$T$157,_xlfn.XLOOKUP(GTel!C26&GTel!D26&GTel!E26,Daten!$B$159:$B$274&Daten!$A$159:$A$274&Daten!$D$159:$D$274,Daten!$Q$159:$T$274)),\nIF(C26=$C$9,J26*K26*L26,\n\"\")))),0)","v":""},{"$f":"IFERROR(\nIF(C26=$C$6,TRANSPOSE(_xlfn._xlws.FILTER(Daten!$C$159:$C$274,(Daten!$A$159:$A$274=GTel!D26)*(Daten!$B$159:$B$274=GTel!C26))),\nIF(C26=$C$7,TRANSPOSE(_xlfn._xlws.FILTER(Daten!$D$159:$D$274,(Daten!$A$159:$A$274=GTel!D26)*(Daten!$B$159:$B$274=GTel!C26))),\nIF(C26=$C$8,TRANSPOSE(_xlfn._xlws.FILTER(Daten!$D$159:$D$274,(Daten!$A$159:$A$274=GTel!D26)*(Daten!$B$159:$B$274=GTel!C26))),\"\"))),\"\")","v":""}]
[{"$nulls":13},{"$f":"IFERROR(IF(C27=$C$6,_xlfn.XLOOKUP(GTel!F27,Daten!$F$157:$I$157,_xlfn.XLOOKUP(GTel!C27&GTel!D27&GTel!E27,Daten!$B$159:$B$274&Daten!$A$159:$A$274&Daten!$C$159:$C$274,Daten!$F$159:$I$274)),\nIF(C27=$C$7,_xlfn.XLOOKUP(GTel!C27&GTel!D27&GTel!E27,Daten!$B$159:$B$274&Daten!$A$159:$A$274&Daten!$D$159:$D$274,Daten!$K$159:$K$274)*I27*_xlfn.XLOOKUP(G27,Daten!$M$157:$O$157,_xlfn.XLOOKUP(GTel!C27&GTel!D27&GTel!E27,Daten!$B$159:$B$274&Daten!$A$159:$A$274&Daten!$D$159:$D$274,Daten!$M$159:$O$274))*_xlfn.XLOOKUP(F27,Daten!$V$157:$Y$157,_xlfn.XLOOKUP(GTel!C27&GTel!D27&GTel!E27,Daten!$B$159:$B$274&Daten!$A$159:$A$274&Daten!$D$159:$D$274,Daten!$V$159:$Y$274)),\nIF(C27=$C$8,_xlfn.XLOOKUP(GTel!C27&GTel!D27&GTel!E27,Daten!$B$159:$B$274&Daten!$A$159:$A$274&Daten!$D$159:$D$274,Daten!$K$159:$K$274)*I27*_xlfn.XLOOKUP(G27,Daten!$M$157:$O$157,_xlfn.XLOOKUP(GTel!C27&GTel!D27&GTel!E27,Daten!$B$159:$B$274&Daten!$A$159:$A$274&Daten!$D$159:$D$274,Daten!$M$159:$O$274))*_xlfn.XLOOKUP(H27,Daten!$Q$157:$T$157,_xlfn.XLOOKUP(GTel!C27&GTel!D27&GTel!E27,Daten!$B$159:$B$274&Daten!$A$159:$A$274&Daten!$D$159:$D$274,Daten!$Q$159:$T$274)),\nIF(C27=$C$9,J27*K27*L27,\n\"\")))),0)","v":""},{"$f":"IFERROR(\nIF(C27=$C$6,TRANSPOSE(_xlfn._xlws.FILTER(Daten!$C$159:$C$274,(Daten!$A$159:$A$274=GTel!D27)*(Daten!$B$159:$B$274=GTel!C27))),\nIF(C27=$C$7,TRANSPOSE(_xlfn._xlws.FILTER(Daten!$D$159:$D$274,(Daten!$A$159:$A$274=GTel!D27)*(Daten!$B$159:$B$274=GTel!C27))),\nIF(C27=$C$8,TRANSPOSE(_xlfn._xlws.FILTER(Daten!$D$159:$D$274,(Daten!$A$159:$A$274=GTel!D27)*(Daten!$B$159:$B$274=GTel!C27))),\"\"))),\"\")","v":""}]
[{"$nulls":13},{"$f":"IFERROR(IF(C28=$C$6,_xlfn.XLOOKUP(GTel!F28,Daten!$F$157:$I$157,_xlfn.XLOOKUP(GTel!C28&GTel!D28&GTel!E28,Daten!$B$159:$B$274&Daten!$A$159:$A$274&Daten!$C$159:$C$274,Daten!$F$159:$I$274)),\nIF(C28=$C$7,_xlfn.XLOOKUP(GTel!C28&GTel!D28&GTel!E28,Daten!$B$159:$B$274&Daten!$A$159:$A$274&Daten!$D$159:$D$274,Daten!$K$159:$K$274)*I28*_xlfn.XLOOKUP(G28,Daten!$M$157:$O$157,_xlfn.XLOOKUP(GTel!C28&GTel!D28&GTel!E28,Daten!$B$159:$B$274&Daten!$A$159:$A$274&Daten!$D$159:$D$274,Daten!$M$159:$O$274))*_xlfn.XLOOKUP(F28,Daten!$V$157:$Y$157,_xlfn.XLOOKUP(GTel!C28&GTel!D28&GTel!E28,Daten!$B$159:$B$274&Daten!$A$159:$A$274&Daten!$D$159:$D$274,Daten!$V$159:$Y$274)),\nIF(C28=$C$8,_xlfn.XLOOKUP(GTel!C28&GTel!D28&GTel!E28,Daten!$B$159:$B$274&Daten!$A$159:$A$274&Daten!$D$159:$D$274,Daten!$K$159:$K$274)*I28*_xlfn.XLOOKUP(G28,Daten!$M$157:$O$157,_xlfn.XLOOKUP(GTel!C28&GTel!D28&GTel!E28,Daten!$B$159:$B$274&Daten!$A$159:$A$274&Daten!$D$159:$D$274,Daten!$M$159:$O$274))*_xlfn.XLOOKUP(H28,Daten!$Q$157:$T$157,_xlfn.XLOOKUP(GTel!C28&GTel!D28&GTel!E28,Daten!$B$159:$B$274&Daten!$A$159:$A$274&Daten!$D$159:$D$274,Daten!$Q$159:$T$274)),\nIF(C28=$C$9,J28*K28*L28,\n\"\")))),0)","v":""},{"$f":"IFERROR(\nIF(C28=$C$6,TRANSPOSE(_xlfn._xlws.FILTER(Daten!$C$159:$C$274,(Daten!$A$159:$A$274=GTel!D28)*(Daten!$B$159:$B$274=GTel!C28))),\nIF(C28=$C$7,TRANSPOSE(_xlfn._xlws.FILTER(Daten!$D$159:$D$274,(Daten!$A$159:$A$274=GTel!D28)*(Daten!$B$159:$B$274=GTel!C28))),\nIF(C28=$C$8,TRANSPOSE(_xlfn._xlws.FILTER(Daten!$D$159:$D$274,(Daten!$A$159:$A$274=GTel!D28)*(Daten!$B$159:$B$274=GTel!C28))),\"\"))),\"\")","v":""}]
[{"$nulls":13},{"$f":"IFERROR(IF(C29=$C$6,_xlfn.XLOOKUP(GTel!F29,Daten!$F$157:$I$157,_xlfn.XLOOKUP(GTel!C29&GTel!D29&GTel!E29,Daten!$B$159:$B$274&Daten!$A$159:$A$274&Daten!$C$159:$C$274,Daten!$F$159:$I$274)),\nIF(C29=$C$7,_xlfn.XLOOKUP(GTel!C29&GTel!D29&GTel!E29,Daten!$B$159:$B$274&Daten!$A$159:$A$274&Daten!$D$159:$D$274,Daten!$K$159:$K$274)*I29*_xlfn.XLOOKUP(G29,Daten!$M$157:$O$157,_xlfn.XLOOKUP(GTel!C29&GTel!D29&GTel!E29,Daten!$B$159:$B$274&Daten!$A$159:$A$274&Daten!$D$159:$D$274,Daten!$M$159:$O$274))*_xlfn.XLOOKUP(F29,Daten!$V$157:$Y$157,_xlfn.XLOOKUP(GTel!C29&GTel!D29&GTel!E29,Daten!$B$159:$B$274&Daten!$A$159:$A$274&Daten!$D$159:$D$274,Daten!$V$159:$Y$274)),\nIF(C29=$C$8,_xlfn.XLOOKUP(GTel!C29&GTel!D29&GTel!E29,Daten!$B$159:$B$274&Daten!$A$159:$A$274&Daten!$D$159:$D$274,Daten!$K$159:$K$274)*I29*_xlfn.XLOOKUP(G29,Daten!$M$157:$O$157,_xlfn.XLOOKUP(GTel!C29&GTel!D29&GTel!E29,Daten!$B$159:$B$274&Daten!$A$159:$A$274&Daten!$D$159:$D$274,Daten!$M$159:$O$274))*_xlfn.XLOOKUP(H29,Daten!$Q$157:$T$157,_xlfn.XLOOKUP(GTel!C29&GTel!D29&GTel!E29,Daten!$B$159:$B$274&Daten!$A$159:$A$274&Daten!$D$159:$D$274,Daten!$Q$159:$T$274)),\nIF(C29=$C$9,J29*K29*L29,\n\"\")))),0)","v":""},{"$f":"IFERROR(\nIF(C29=$C$6,TRANSPOSE(_xlfn._xlws.FILTER(Daten!$C$159:$C$274,(Daten!$A$159:$A$274=GTel!D29)*(Daten!$B$159:$B$274=GTel!C29))),\nIF(C29=$C$7,TRANSPOSE(_xlfn._xlws.FILTER(Daten!$D$159:$D$274,(Daten!$A$159:$A$274=GTel!D29)*(Daten!$B$159:$B$274=GTel!C29))),\nIF(C29=$C$8,TRANSPOSE(_xlfn._xlws.FILTER(Daten!$D$159:$D$274,(Daten!$A$159:$A$274=GTel!D29)*(Daten!$B$159:$B$274=GTel!C29))),\"\"))),\"\")","v":""}]
[{"$nulls":13},{"$f":"IFERROR(IF(C30=$C$6,_xlfn.XLOOKUP(GTel!F30,Daten!$F$157:$I$157,_xlfn.XLOOKUP(GTel!C30&GTel!D30&GTel!E30,Daten!$B$159:$B$274&Daten!$A$159:$A$274&Daten!$C$159:$C$274,Daten!$F$159:$I$274)),\nIF(C30=$C$7,_xlfn.XLOOKUP(GTel!C30&GTel!D30&GTel!E30,Daten!$B$159:$B$274&Daten!$A$159:$A$274&Daten!$D$159:$D$274,Daten!$K$159:$K$274)*I30*_xlfn.XLOOKUP(G30,Daten!$M$157:$O$157,_xlfn.XLOOKUP(GTel!C30&GTel!D30&GTel!E30,Daten!$B$159:$B$274&Daten!$A$159:$A$274&Daten!$D$159:$D$274,Daten!$M$159:$O$274))*_xlfn.XLOOKUP(F30,Daten!$V$157:$Y$157,_xlfn.XLOOKUP(GTel!C30&GTel!D30&GTel!E30,Daten!$B$159:$B$274&Daten!$A$159:$A$274&Daten!$D$159:$D$274,Daten!$V$159:$Y$274)),\nIF(C30=$C$8,_xlfn.XLOOKUP(GTel!C30&GTel!D30&GTel!E30,Daten!$B$159:$B$274&Daten!$A$159:$A$274&Daten!$D$159:$D$274,Daten!$K$159:$K$274)*I30*_xlfn.XLOOKUP(G30,Daten!$M$157:$O$157,_xlfn.XLOOKUP(GTel!C30&GTel!D30&GTel!E30,Daten!$B$159:$B$274&Daten!$A$159:$A$274&Daten!$D$159:$D$274,Daten!$M$159:$O$274))*_xlfn.XLOOKUP(H30,Daten!$Q$157:$T$157,_xlfn.XLOOKUP(GTel!C30&GTel!D30&GTel!E30,Daten!$B$159:$B$274&Daten!$A$159:$A$274&Daten!$D$159:$D$274,Daten!$Q$159:$T$274)),\nIF(C30=$C$9,J30*K30*L30,\n\"\")))),0)","v":""},{"$f":"IFERROR(\nIF(C30=$C$6,TRANSPOSE(_xlfn._xlws.FILTER(Daten!$C$159:$C$274,(Daten!$A$159:$A$274=GTel!D30)*(Daten!$B$159:$B$274=GTel!C30))),\nIF(C30=$C$7,TRANSPOSE(_xlfn._xlws.FILTER(Daten!$D$159:$D$274,(Daten!$A$159:$A$274=GTel!D30)*(Daten!$B$159:$B$274=GTel!C30))),\nIF(C30=$C$8,TRANSPOSE(_xlfn._xlws.FILTER(Daten!$D$159:$D$274,(Daten!$A$159:$A$274=GTel!D30)*(Daten!$B$159:$B$274=GTel!C30))),\"\"))),\"\")","v":""}]
[{"$nulls":13},{"$f":"IFERROR(IF(C31=$C$6,_xlfn.XLOOKUP(GTel!F31,Daten!$F$157:$I$157,_xlfn.XLOOKUP(GTel!C31&GTel!D31&GTel!E31,Daten!$B$159:$B$274&Daten!$A$159:$A$274&Daten!$C$159:$C$274,Daten!$F$159:$I$274)),\nIF(C31=$C$7,_xlfn.XLOOKUP(GTel!C31&GTel!D31&GTel!E31,Daten!$B$159:$B$274&Daten!$A$159:$A$274&Daten!$D$159:$D$274,Daten!$K$159:$K$274)*I31*_xlfn.XLOOKUP(G31,Daten!$M$157:$O$157,_xlfn.XLOOKUP(GTel!C31&GTel!D31&GTel!E31,Daten!$B$159:$B$274&Daten!$A$159:$A$274&Daten!$D$159:$D$274,Daten!$M$159:$O$274))*_xlfn.XLOOKUP(F31,Daten!$V$157:$Y$157,_xlfn.XLOOKUP(GTel!C31&GTel!D31&GTel!E31,Daten!$B$159:$B$274&Daten!$A$159:$A$274&Daten!$D$159:$D$274,Daten!$V$159:$Y$274)),\nIF(C31=$C$8,_xlfn.XLOOKUP(GTel!C31&GTel!D31&GTel!E31,Daten!$B$159:$B$274&Daten!$A$159:$A$274&Daten!$D$159:$D$274,Daten!$K$159:$K$274)*I31*_xlfn.XLOOKUP(G31,Daten!$M$157:$O$157,_xlfn.XLOOKUP(GTel!C31&GTel!D31&GTel!E31,Daten!$B$159:$B$274&Daten!$A$159:$A$274&Daten!$D$159:$D$274,Daten!$M$159:$O$274))*_xlfn.XLOOKUP(H31,Daten!$Q$157:$T$157,_xlfn.XLOOKUP(GTel!C31&GTel!D31&GTel!E31,Daten!$B$159:$B$274&Daten!$A$159:$A$274&Daten!$D$159:$D$274,Daten!$Q$159:$T$274)),\nIF(C31=$C$9,J31*K31*L31,\n\"\")))),0)","v":""},{"$f":"IFERROR(\nIF(C31=$C$6,TRANSPOSE(_xlfn._xlws.FILTER(Daten!$C$159:$C$274,(Daten!$A$159:$A$274=GTel!D31)*(Daten!$B$159:$B$274=GTel!C31))),\nIF(C31=$C$7,TRANSPOSE(_xlfn._xlws.FILTER(Daten!$D$159:$D$274,(Daten!$A$159:$A$274=GTel!D31)*(Daten!$B$159:$B$274=GTel!C31))),\nIF(C31=$C$8,TRANSPOSE(_xlfn._xlws.FILTER(Daten!$D$159:$D$274,(Daten!$A$159:$A$274=GTel!D31)*(Daten!$B$159:$B$274=GTel!C31))),\"\"))),\"\")","v":""}]
[{"$nulls":13},{"$f":"IFERROR(IF(C32=$C$6,_xlfn.XLOOKUP(GTel!F32,Daten!$F$157:$I$157,_xlfn.XLOOKUP(GTel!C32&GTel!D32&GTel!E32,Daten!$B$159:$B$274&Daten!$A$159:$A$274&Daten!$C$159:$C$274,Daten!$F$159:$I$274)),\nIF(C32=$C$7,_xlfn.XLOOKUP(GTel!C32&GTel!D32&GTel!E32,Daten!$B$159:$B$274&Daten!$A$159:$A$274&Daten!$D$159:$D$274,Daten!$K$159:$K$274)*I32*_xlfn.XLOOKUP(G32,Daten!$M$157:$O$157,_xlfn.XLOOKUP(GTel!C32&GTel!D32&GTel!E32,Daten!$B$159:$B$274&Daten!$A$159:$A$274&Daten!$D$159:$D$274,Daten!$M$159:$O$274))*_xlfn.XLOOKUP(F32,Daten!$V$157:$Y$157,_xlfn.XLOOKUP(GTel!C32&GTel!D32&GTel!E32,Daten!$B$159:$B$274&Daten!$A$159:$A$274&Daten!$D$159:$D$274,Daten!$V$159:$Y$274)),\nIF(C32=$C$8,_xlfn.XLOOKUP(GTel!C32&GTel!D32&GTel!E32,Daten!$B$159:$B$274&Daten!$A$159:$A$274&Daten!$D$159:$D$274,Daten!$K$159:$K$274)*I32*_xlfn.XLOOKUP(G32,Daten!$M$157:$O$157,_xlfn.XLOOKUP(GTel!C32&GTel!D32&GTel!E32,Daten!$B$159:$B$274&Daten!$A$159:$A$274&Daten!$D$159:$D$274,Daten!$M$159:$O$274))*_xlfn.XLOOKUP(H32,Daten!$Q$157:$T$157,_xlfn.XLOOKUP(GTel!C32&GTel!D32&GTel!E32,Daten!$B$159:$B$274&Daten!$A$159:$A$274&Daten!$D$159:$D$274,Daten!$Q$159:$T$274)),\nIF(C32=$C$9,J32*K32*L32,\n\"\")))),0)","v":""},{"$f":"IFERROR(\nIF(C32=$C$6,TRANSPOSE(_xlfn._xlws.FILTER(Daten!$C$159:$C$274,(Daten!$A$159:$A$274=GTel!D32)*(Daten!$B$159:$B$274=GTel!C32))),\nIF(C32=$C$7,TRANSPOSE(_xlfn._xlws.FILTER(Daten!$D$159:$D$274,(Daten!$A$159:$A$274=GTel!D32)*(Daten!$B$159:$B$274=GTel!C32))),\nIF(C32=$C$8,TRANSPOSE(_xlfn._xlws.FILTER(Daten!$D$159:$D$274,(Daten!$A$159:$A$274=GTel!D32)*(Daten!$B$159:$B$274=GTel!C32))),\"\"))),\"\")","v":""}]
[{"$nulls":13},{"$f":"IFERROR(IF(C33=$C$6,_xlfn.XLOOKUP(GTel!F33,Daten!$F$157:$I$157,_xlfn.XLOOKUP(GTel!C33&GTel!D33&GTel!E33,Daten!$B$159:$B$274&Daten!$A$159:$A$274&Daten!$C$159:$C$274,Daten!$F$159:$I$274)),\nIF(C33=$C$7,_xlfn.XLOOKUP(GTel!C33&GTel!D33&GTel!E33,Daten!$B$159:$B$274&Daten!$A$159:$A$274&Daten!$D$159:$D$274,Daten!$K$159:$K$274)*I33*_xlfn.XLOOKUP(G33,Daten!$M$157:$O$157,_xlfn.XLOOKUP(GTel!C33&GTel!D33&GTel!E33,Daten!$B$159:$B$274&Daten!$A$159:$A$274&Daten!$D$159:$D$274,Daten!$M$159:$O$274))*_xlfn.XLOOKUP(F33,Daten!$V$157:$Y$157,_xlfn.XLOOKUP(GTel!C33&GTel!D33&GTel!E33,Daten!$B$159:$B$274&Daten!$A$159:$A$274&Daten!$D$159:$D$274,Daten!$V$159:$Y$274)),\nIF(C33=$C$8,_xlfn.XLOOKUP(GTel!C33&GTel!D33&GTel!E33,Daten!$B$159:$B$274&Daten!$A$159:$A$274&Daten!$D$159:$D$274,Daten!$K$159:$K$274)*I33*_xlfn.XLOOKUP(G33,Daten!$M$157:$O$157,_xlfn.XLOOKUP(GTel!C33&GTel!D33&GTel!E33,Daten!$B$159:$B$274&Daten!$A$159:$A$274&Daten!$D$159:$D$274,Daten!$M$159:$O$274))*_xlfn.XLOOKUP(H33,Daten!$Q$157:$T$157,_xlfn.XLOOKUP(GTel!C33&GTel!D33&GTel!E33,Daten!$B$159:$B$274&Daten!$A$159:$A$274&Daten!$D$159:$D$274,Daten!$Q$159:$T$274)),\nIF(C33=$C$9,J33*K33*L33,\n\"\")))),0)","v":""},{"$f":"IFERROR(\nIF(C33=$C$6,TRANSPOSE(_xlfn._xlws.FILTER(Daten!$C$159:$C$274,(Daten!$A$159:$A$274=GTel!D33)*(Daten!$B$159:$B$274=GTel!C33))),\nIF(C33=$C$7,TRANSPOSE(_xlfn._xlws.FILTER(Daten!$D$159:$D$274,(Daten!$A$159:$A$274=GTel!D33)*(Daten!$B$159:$B$274=GTel!C33))),\nIF(C33=$C$8,TRANSPOSE(_xlfn._xlws.FILTER(Daten!$D$159:$D$274,(Daten!$A$159:$A$274=GTel!D33)*(Daten!$B$159:$B$274=GTel!C33))),\"\"))),\"\")","v":""}]
[{"$nulls":13},{"$f":"IFERROR(IF(C34=$C$6,_xlfn.XLOOKUP(GTel!F34,Daten!$F$157:$I$157,_xlfn.XLOOKUP(GTel!C34&GTel!D34&GTel!E34,Daten!$B$159:$B$274&Daten!$A$159:$A$274&Daten!$C$159:$C$274,Daten!$F$159:$I$274)),\nIF(C34=$C$7,_xlfn.XLOOKUP(GTel!C34&GTel!D34&GTel!E34,Daten!$B$159:$B$274&Daten!$A$159:$A$274&Daten!$D$159:$D$274,Daten!$K$159:$K$274)*I34*_xlfn.XLOOKUP(G34,Daten!$M$157:$O$157,_xlfn.XLOOKUP(GTel!C34&GTel!D34&GTel!E34,Daten!$B$159:$B$274&Daten!$A$159:$A$274&Daten!$D$159:$D$274,Daten!$M$159:$O$274))*_xlfn.XLOOKUP(F34,Daten!$V$157:$Y$157,_xlfn.XLOOKUP(GTel!C34&GTel!D34&GTel!E34,Daten!$B$159:$B$274&Daten!$A$159:$A$274&Daten!$D$159:$D$274,Daten!$V$159:$Y$274)),\nIF(C34=$C$8,_xlfn.XLOOKUP(GTel!C34&GTel!D34&GTel!E34,Daten!$B$159:$B$274&Daten!$A$159:$A$274&Daten!$D$159:$D$274,Daten!$K$159:$K$274)*I34*_xlfn.XLOOKUP(G34,Daten!$M$157:$O$157,_xlfn.XLOOKUP(GTel!C34&GTel!D34&GTel!E34,Daten!$B$159:$B$274&Daten!$A$159:$A$274&Daten!$D$159:$D$274,Daten!$M$159:$O$274))*_xlfn.XLOOKUP(H34,Daten!$Q$157:$T$157,_xlfn.XLOOKUP(GTel!C34&GTel!D34&GTel!E34,Daten!$B$159:$B$274&Daten!$A$159:$A$274&Daten!$D$159:$D$274,Daten!$Q$159:$T$274)),\nIF(C34=$C$9,J34*K34*L34,\n\"\")))),0)","v":""},{"$f":"IFERROR(\nIF(C34=$C$6,TRANSPOSE(_xlfn._xlws.FILTER(Daten!$C$159:$C$274,(Daten!$A$159:$A$274=GTel!D34)*(Daten!$B$159:$B$274=GTel!C34))),\nIF(C34=$C$7,TRANSPOSE(_xlfn._xlws.FILTER(Daten!$D$159:$D$274,(Daten!$A$159:$A$274=GTel!D34)*(Daten!$B$159:$B$274=GTel!C34))),\nIF(C34=$C$8,TRANSPOSE(_xlfn._xlws.FILTER(Daten!$D$159:$D$274,(Daten!$A$159:$A$274=GTel!D34)*(Daten!$B$159:$B$274=GTel!C34))),\"\"))),\"\")","v":""}]
[{"$nulls":13},{"$f":"IFERROR(IF(C35=$C$6,_xlfn.XLOOKUP(GTel!F35,Daten!$F$157:$I$157,_xlfn.XLOOKUP(GTel!C35&GTel!D35&GTel!E35,Daten!$B$159:$B$274&Daten!$A$159:$A$274&Daten!$C$159:$C$274,Daten!$F$159:$I$274)),\nIF(C35=$C$7,_xlfn.XLOOKUP(GTel!C35&GTel!D35&GTel!E35,Daten!$B$159:$B$274&Daten!$A$159:$A$274&Daten!$D$159:$D$274,Daten!$K$159:$K$274)*I35*_xlfn.XLOOKUP(G35,Daten!$M$157:$O$157,_xlfn.XLOOKUP(GTel!C35&GTel!D35&GTel!E35,Daten!$B$159:$B$274&Daten!$A$159:$A$274&Daten!$D$159:$D$274,Daten!$M$159:$O$274))*_xlfn.XLOOKUP(F35,Daten!$V$157:$Y$157,_xlfn.XLOOKUP(GTel!C35&GTel!D35&GTel!E35,Daten!$B$159:$B$274&Daten!$A$159:$A$274&Daten!$D$159:$D$274,Daten!$V$159:$Y$274)),\nIF(C35=$C$8,_xlfn.XLOOKUP(GTel!C35&GTel!D35&GTel!E35,Daten!$B$159:$B$274&Daten!$A$159:$A$274&Daten!$D$159:$D$274,Daten!$K$159:$K$274)*I35*_xlfn.XLOOKUP(G35,Daten!$M$157:$O$157,_xlfn.XLOOKUP(GTel!C35&GTel!D35&GTel!E35,Daten!$B$159:$B$274&Daten!$A$159:$A$274&Daten!$D$159:$D$274,Daten!$M$159:$O$274))*_xlfn.XLOOKUP(H35,Daten!$Q$157:$T$157,_xlfn.XLOOKUP(GTel!C35&GTel!D35&GTel!E35,Daten!$B$159:$B$274&Daten!$A$159:$A$274&Daten!$D$159:$D$274,Daten!$Q$159:$T$274)),\nIF(C35=$C$9,J35*K35*L35,\n\"\")))),0)","v":""},{"$f":"IFERROR(\nIF(C35=$C$6,TRANSPOSE(_xlfn._xlws.FILTER(Daten!$C$159:$C$274,(Daten!$A$159:$A$274=GTel!D35)*(Daten!$B$159:$B$274=GTel!C35))),\nIF(C35=$C$7,TRANSPOSE(_xlfn._xlws.FILTER(Daten!$D$159:$D$274,(Daten!$A$159:$A$274=GTel!D35)*(Daten!$B$159:$B$274=GTel!C35))),\nIF(C35=$C$8,TRANSPOSE(_xlfn._xlws.FILTER(Daten!$D$159:$D$274,(Daten!$A$159:$A$274=GTel!D35)*(Daten!$B$159:$B$274=GTel!C35))),\"\"))),\"\")","v":""}]
[{"$nulls":13},{"$f":"IFERROR(IF(C36=$C$6,_xlfn.XLOOKUP(GTel!F36,Daten!$F$157:$I$157,_xlfn.XLOOKUP(GTel!C36&GTel!D36&GTel!E36,Daten!$B$159:$B$274&Daten!$A$159:$A$274&Daten!$C$159:$C$274,Daten!$F$159:$I$274)),\nIF(C36=$C$7,_xlfn.XLOOKUP(GTel!C36&GTel!D36&GTel!E36,Daten!$B$159:$B$274&Daten!$A$159:$A$274&Daten!$D$159:$D$274,Daten!$K$159:$K$274)*I36*_xlfn.XLOOKUP(G36,Daten!$M$157:$O$157,_xlfn.XLOOKUP(GTel!C36&GTel!D36&GTel!E36,Daten!$B$159:$B$274&Daten!$A$159:$A$274&Daten!$D$159:$D$274,Daten!$M$159:$O$274))*_xlfn.XLOOKUP(F36,Daten!$V$157:$Y$157,_xlfn.XLOOKUP(GTel!C36&GTel!D36&GTel!E36,Daten!$B$159:$B$274&Daten!$A$159:$A$274&Daten!$D$159:$D$274,Daten!$V$159:$Y$274)),\nIF(C36=$C$8,_xlfn.XLOOKUP(GTel!C36&GTel!D36&GTel!E36,Daten!$B$159:$B$274&Daten!$A$159:$A$274&Daten!$D$159:$D$274,Daten!$K$159:$K$274)*I36*_xlfn.XLOOKUP(G36,Daten!$M$157:$O$157,_xlfn.XLOOKUP(GTel!C36&GTel!D36&GTel!E36,Daten!$B$159:$B$274&Daten!$A$159:$A$274&Daten!$D$159:$D$274,Daten!$M$159:$O$274))*_xlfn.XLOOKUP(H36,Daten!$Q$157:$T$157,_xlfn.XLOOKUP(GTel!C36&GTel!D36&GTel!E36,Daten!$B$159:$B$274&Daten!$A$159:$A$274&Daten!$D$159:$D$274,Daten!$Q$159:$T$274)),\nIF(C36=$C$9,J36*K36*L36,\n\"\")))),0)","v":""},{"$f":"IFERROR(\nIF(C36=$C$6,TRANSPOSE(_xlfn._xlws.FILTER(Daten!$C$159:$C$274,(Daten!$A$159:$A$274=GTel!D36)*(Daten!$B$159:$B$274=GTel!C36))),\nIF(C36=$C$7,TRANSPOSE(_xlfn._xlws.FILTER(Daten!$D$159:$D$274,(Daten!$A$159:$A$274=GTel!D36)*(Daten!$B$159:$B$274=GTel!C36))),\nIF(C36=$C$8,TRANSPOSE(_xlfn._xlws.FILTER(Daten!$D$159:$D$274,(Daten!$A$159:$A$274=GTel!D36)*(Daten!$B$159:$B$274=GTel!C36))),\"\"))),\"\")","v":""}]
[{"$nulls":13},{"$f":"IFERROR(IF(C37=$C$6,_xlfn.XLOOKUP(GTel!F37,Daten!$F$157:$I$157,_xlfn.XLOOKUP(GTel!C37&GTel!D37&GTel!E37,Daten!$B$159:$B$274&Daten!$A$159:$A$274&Daten!$C$159:$C$274,Daten!$F$159:$I$274)),\nIF(C37=$C$7,_xlfn.XLOOKUP(GTel!C37&GTel!D37&GTel!E37,Daten!$B$159:$B$274&Daten!$A$159:$A$274&Daten!$D$159:$D$274,Daten!$K$159:$K$274)*I37*_xlfn.XLOOKUP(G37,Daten!$M$157:$O$157,_xlfn.XLOOKUP(GTel!C37&GTel!D37&GTel!E37,Daten!$B$159:$B$274&Daten!$A$159:$A$274&Daten!$D$159:$D$274,Daten!$M$159:$O$274))*_xlfn.XLOOKUP(F37,Daten!$V$157:$Y$157,_xlfn.XLOOKUP(GTel!C37&GTel!D37&GTel!E37,Daten!$B$159:$B$274&Daten!$A$159:$A$274&Daten!$D$159:$D$274,Daten!$V$159:$Y$274)),\nIF(C37=$C$8,_xlfn.XLOOKUP(GTel!C37&GTel!D37&GTel!E37,Daten!$B$159:$B$274&Daten!$A$159:$A$274&Daten!$D$159:$D$274,Daten!$K$159:$K$274)*I37*_xlfn.XLOOKUP(G37,Daten!$M$157:$O$157,_xlfn.XLOOKUP(GTel!C37&GTel!D37&GTel!E37,Daten!$B$159:$B$274&Daten!$A$159:$A$274&Daten!$D$159:$D$274,Daten!$M$159:$O$274))*_xlfn.XLOOKUP(H37,Daten!$Q$157:$T$157,_xlfn.XLOOKUP(GTel!C37&GTel!D37&GTel!E37,Daten!$B$159:$B$274&Daten!$A$159:$A$274&Daten!$D$159:$D$274,Daten!$Q$159:$T$274)),\nIF(C37=$C$9,J37*K37*L37,\n\"\")))),0)","v":""},{"$f":"IFERROR(\nIF(C37=$C$6,TRANSPOSE(_xlfn._xlws.FILTER(Daten!$C$159:$C$274,(Daten!$A$159:$A$274=GTel!D37)*(Daten!$B$159:$B$274=GTel!C37))),\nIF(C37=$C$7,TRANSPOSE(_xlfn._xlws.FILTER(Daten!$D$159:$D$274,(Daten!$A$159:$A$274=GTel!D37)*(Daten!$B$159:$B$274=GTel!C37))),\nIF(C37=$C$8,TRANSPOSE(_xlfn._xlws.FILTER(Daten!$D$159:$D$274,(Daten!$A$159:$A$274=GTel!D37)*(Daten!$B$159:$B$274=GTel!C37))),\"\"))),\"\")","v":""}]
[{"$nulls":13},{"$f":"IFERROR(IF(C38=$C$6,_xlfn.XLOOKUP(GTel!F38,Daten!$F$157:$I$157,_xlfn.XLOOKUP(GTel!C38&GTel!D38&GTel!E38,Daten!$B$159:$B$274&Daten!$A$159:$A$274&Daten!$C$159:$C$274,Daten!$F$159:$I$274)),\nIF(C38=$C$7,_xlfn.XLOOKUP(GTel!C38&GTel!D38&GTel!E38,Daten!$B$159:$B$274&Daten!$A$159:$A$274&Daten!$D$159:$D$274,Daten!$K$159:$K$274)*I38*_xlfn.XLOOKUP(G38,Daten!$M$157:$O$157,_xlfn.XLOOKUP(GTel!C38&GTel!D38&GTel!E38,Daten!$B$159:$B$274&Daten!$A$159:$A$274&Daten!$D$159:$D$274,Daten!$M$159:$O$274))*_xlfn.XLOOKUP(F38,Daten!$V$157:$Y$157,_xlfn.XLOOKUP(GTel!C38&GTel!D38&GTel!E38,Daten!$B$159:$B$274&Daten!$A$159:$A$274&Daten!$D$159:$D$274,Daten!$V$159:$Y$274)),\nIF(C38=$C$8,_xlfn.XLOOKUP(GTel!C38&GTel!D38&GTel!E38,Daten!$B$159:$B$274&Daten!$A$159:$A$274&Daten!$D$159:$D$274,Daten!$K$159:$K$274)*I38*_xlfn.XLOOKUP(G38,Daten!$M$157:$O$157,_xlfn.XLOOKUP(GTel!C38&GTel!D38&GTel!E38,Daten!$B$159:$B$274&Daten!$A$159:$A$274&Daten!$D$159:$D$274,Daten!$M$159:$O$274))*_xlfn.XLOOKUP(H38,Daten!$Q$157:$T$157,_xlfn.XLOOKUP(GTel!C38&GTel!D38&GTel!E38,Daten!$B$159:$B$274&Daten!$A$159:$A$274&Daten!$D$159:$D$274,Daten!$Q$159:$T$274)),\nIF(C38=$C$9,J38*K38*L38,\n\"\")))),0)","v":""},{"$f":"IFERROR(\nIF(C38=$C$6,TRANSPOSE(_xlfn._xlws.FILTER(Daten!$C$159:$C$274,(Daten!$A$159:$A$274=GTel!D38)*(Daten!$B$159:$B$274=GTel!C38))),\nIF(C38=$C$7,TRANSPOSE(_xlfn._xlws.FILTER(Daten!$D$159:$D$274,(Daten!$A$159:$A$274=GTel!D38)*(Daten!$B$159:$B$274=GTel!C38))),\nIF(C38=$C$8,TRANSPOSE(_xlfn._xlws.FILTER(Daten!$D$159:$D$274,(Daten!$A$159:$A$274=GTel!D38)*(Daten!$B$159:$B$274=GTel!C38))),\"\"))),\"\")","v":""}]
[{"$nulls":13},{"$f":"IFERROR(IF(C39=$C$6,_xlfn.XLOOKUP(GTel!F39,Daten!$F$157:$I$157,_xlfn.XLOOKUP(GTel!C39&GTel!D39&GTel!E39,Daten!$B$159:$B$274&Daten!$A$159:$A$274&Daten!$C$159:$C$274,Daten!$F$159:$I$274)),\nIF(C39=$C$7,_xlfn.XLOOKUP(GTel!C39&GTel!D39&GTel!E39,Daten!$B$159:$B$274&Daten!$A$159:$A$274&Daten!$D$159:$D$274,Daten!$K$159:$K$274)*I39*_xlfn.XLOOKUP(G39,Daten!$M$157:$O$157,_xlfn.XLOOKUP(GTel!C39&GTel!D39&GTel!E39,Daten!$B$159:$B$274&Daten!$A$159:$A$274&Daten!$D$159:$D$274,Daten!$M$159:$O$274))*_xlfn.XLOOKUP(F39,Daten!$V$157:$Y$157,_xlfn.XLOOKUP(GTel!C39&GTel!D39&GTel!E39,Daten!$B$159:$B$274&Daten!$A$159:$A$274&Daten!$D$159:$D$274,Daten!$V$159:$Y$274)),\nIF(C39=$C$8,_xlfn.XLOOKUP(GTel!C39&GTel!D39&GTel!E39,Daten!$B$159:$B$274&Daten!$A$159:$A$274&Daten!$D$159:$D$274,Daten!$K$159:$K$274)*I39*_xlfn.XLOOKUP(G39,Daten!$M$157:$O$157,_xlfn.XLOOKUP(GTel!C39&GTel!D39&GTel!E39,Daten!$B$159:$B$274&Daten!$A$159:$A$274&Daten!$D$159:$D$274,Daten!$M$159:$O$274))*_xlfn.XLOOKUP(H39,Daten!$Q$157:$T$157,_xlfn.XLOOKUP(GTel!C39&GTel!D39&GTel!E39,Daten!$B$159:$B$274&Daten!$A$159:$A$274&Daten!$D$159:$D$274,Daten!$Q$159:$T$274)),\nIF(C39=$C$9,J39*K39*L39,\n\"\")))),0)","v":""},{"$f":"IFERROR(\nIF(C39=$C$6,TRANSPOSE(_xlfn._xlws.FILTER(Daten!$C$159:$C$274,(Daten!$A$159:$A$274=GTel!D39)*(Daten!$B$159:$B$274=GTel!C39))),\nIF(C39=$C$7,TRANSPOSE(_xlfn._xlws.FILTER(Daten!$D$159:$D$274,(Daten!$A$159:$A$274=GTel!D39)*(Daten!$B$159:$B$274=GTel!C39))),\nIF(C39=$C$8,TRANSPOSE(_xlfn._xlws.FILTER(Daten!$D$159:$D$274,(Daten!$A$159:$A$274=GTel!D39)*(Daten!$B$159:$B$274=GTel!C39))),\"\"))),\"\")","v":""}]
[{"$nulls":13},{"$f":"IFERROR(IF(C40=$C$6,_xlfn.XLOOKUP(GTel!F40,Daten!$F$157:$I$157,_xlfn.XLOOKUP(GTel!C40&GTel!D40&GTel!E40,Daten!$B$159:$B$274&Daten!$A$159:$A$274&Daten!$C$159:$C$274,Daten!$F$159:$I$274)),\nIF(C40=$C$7,_xlfn.XLOOKUP(GTel!C40&GTel!D40&GTel!E40,Daten!$B$159:$B$274&Daten!$A$159:$A$274&Daten!$D$159:$D$274,Daten!$K$159:$K$274)*I40*_xlfn.XLOOKUP(G40,Daten!$M$157:$O$157,_xlfn.XLOOKUP(GTel!C40&GTel!D40&GTel!E40,Daten!$B$159:$B$274&Daten!$A$159:$A$274&Daten!$D$159:$D$274,Daten!$M$159:$O$274))*_xlfn.XLOOKUP(F40,Daten!$V$157:$Y$157,_xlfn.XLOOKUP(GTel!C40&GTel!D40&GTel!E40,Daten!$B$159:$B$274&Daten!$A$159:$A$274&Daten!$D$159:$D$274,Daten!$V$159:$Y$274)),\nIF(C40=$C$8,_xlfn.XLOOKUP(GTel!C40&GTel!D40&GTel!E40,Daten!$B$159:$B$274&Daten!$A$159:$A$274&Daten!$D$159:$D$274,Daten!$K$159:$K$274)*I40*_xlfn.XLOOKUP(G40,Daten!$M$157:$O$157,_xlfn.XLOOKUP(GTel!C40&GTel!D40&GTel!E40,Daten!$B$159:$B$274&Daten!$A$159:$A$274&Daten!$D$159:$D$274,Daten!$M$159:$O$274))*_xlfn.XLOOKUP(H40,Daten!$Q$157:$T$157,_xlfn.XLOOKUP(GTel!C40&GTel!D40&GTel!E40,Daten!$B$159:$B$274&Daten!$A$159:$A$274&Daten!$D$159:$D$274,Daten!$Q$159:$T$274)),\nIF(C40=$C$9,J40*K40*L40,\n\"\")))),0)","v":""},{"$f":"IFERROR(\nIF(C40=$C$6,TRANSPOSE(_xlfn._xlws.FILTER(Daten!$C$159:$C$274,(Daten!$A$159:$A$274=GTel!D40)*(Daten!$B$159:$B$274=GTel!C40))),\nIF(C40=$C$7,TRANSPOSE(_xlfn._xlws.FILTER(Daten!$D$159:$D$274,(Daten!$A$159:$A$274=GTel!D40)*(Daten!$B$159:$B$274=GTel!C40))),\nIF(C40=$C$8,TRANSPOSE(_xlfn._xlws.FILTER(Daten!$D$159:$D$274,(Daten!$A$159:$A$274=GTel!D40)*(Daten!$B$159:$B$274=GTel!C40))),\"\"))),\"\")","v":""}]
[{"$nulls":13},{"$f":"IFERROR(IF(C41=$C$6,_xlfn.XLOOKUP(GTel!F41,Daten!$F$157:$I$157,_xlfn.XLOOKUP(GTel!C41&GTel!D41&GTel!E41,Daten!$B$159:$B$274&Daten!$A$159:$A$274&Daten!$C$159:$C$274,Daten!$F$159:$I$274)),\nIF(C41=$C$7,_xlfn.XLOOKUP(GTel!C41&GTel!D41&GTel!E41,Daten!$B$159:$B$274&Daten!$A$159:$A$274&Daten!$D$159:$D$274,Daten!$K$159:$K$274)*I41*_xlfn.XLOOKUP(G41,Daten!$M$157:$O$157,_xlfn.XLOOKUP(GTel!C41&GTel!D41&GTel!E41,Daten!$B$159:$B$274&Daten!$A$159:$A$274&Daten!$D$159:$D$274,Daten!$M$159:$O$274))*_xlfn.XLOOKUP(F41,Daten!$V$157:$Y$157,_xlfn.XLOOKUP(GTel!C41&GTel!D41&GTel!E41,Daten!$B$159:$B$274&Daten!$A$159:$A$274&Daten!$D$159:$D$274,Daten!$V$159:$Y$274)),\nIF(C41=$C$8,_xlfn.XLOOKUP(GTel!C41&GTel!D41&GTel!E41,Daten!$B$159:$B$274&Daten!$A$159:$A$274&Daten!$D$159:$D$274,Daten!$K$159:$K$274)*I41*_xlfn.XLOOKUP(G41,Daten!$M$157:$O$157,_xlfn.XLOOKUP(GTel!C41&GTel!D41&GTel!E41,Daten!$B$159:$B$274&Daten!$A$159:$A$274&Daten!$D$159:$D$274,Daten!$M$159:$O$274))*_xlfn.XLOOKUP(H41,Daten!$Q$157:$T$157,_xlfn.XLOOKUP(GTel!C41&GTel!D41&GTel!E41,Daten!$B$159:$B$274&Daten!$A$159:$A$274&Daten!$D$159:$D$274,Daten!$Q$159:$T$274)),\nIF(C41=$C$9,J41*K41*L41,\n\"\")))),0)","v":""},{"$f":"IFERROR(\nIF(C41=$C$6,TRANSPOSE(_xlfn._xlws.FILTER(Daten!$C$159:$C$274,(Daten!$A$159:$A$274=GTel!D41)*(Daten!$B$159:$B$274=GTel!C41))),\nIF(C41=$C$7,TRANSPOSE(_xlfn._xlws.FILTER(Daten!$D$159:$D$274,(Daten!$A$159:$A$274=GTel!D41)*(Daten!$B$159:$B$274=GTel!C41))),\nIF(C41=$C$8,TRANSPOSE(_xlfn._xlws.FILTER(Daten!$D$159:$D$274,(Daten!$A$159:$A$274=GTel!D41)*(Daten!$B$159:$B$274=GTel!C41))),\"\"))),\"\")","v":""}]
[{"$nulls":13},{"$f":"IFERROR(IF(C42=$C$6,_xlfn.XLOOKUP(GTel!F42,Daten!$F$157:$I$157,_xlfn.XLOOKUP(GTel!C42&GTel!D42&GTel!E42,Daten!$B$159:$B$274&Daten!$A$159:$A$274&Daten!$C$159:$C$274,Daten!$F$159:$I$274)),\nIF(C42=$C$7,_xlfn.XLOOKUP(GTel!C42&GTel!D42&GTel!E42,Daten!$B$159:$B$274&Daten!$A$159:$A$274&Daten!$D$159:$D$274,Daten!$K$159:$K$274)*I42*_xlfn.XLOOKUP(G42,Daten!$M$157:$O$157,_xlfn.XLOOKUP(GTel!C42&GTel!D42&GTel!E42,Daten!$B$159:$B$274&Daten!$A$159:$A$274&Daten!$D$159:$D$274,Daten!$M$159:$O$274))*_xlfn.XLOOKUP(F42,Daten!$V$157:$Y$157,_xlfn.XLOOKUP(GTel!C42&GTel!D42&GTel!E42,Daten!$B$159:$B$274&Daten!$A$159:$A$274&Daten!$D$159:$D$274,Daten!$V$159:$Y$274)),\nIF(C42=$C$8,_xlfn.XLOOKUP(GTel!C42&GTel!D42&GTel!E42,Daten!$B$159:$B$274&Daten!$A$159:$A$274&Daten!$D$159:$D$274,Daten!$K$159:$K$274)*I42*_xlfn.XLOOKUP(G42,Daten!$M$157:$O$157,_xlfn.XLOOKUP(GTel!C42&GTel!D42&GTel!E42,Daten!$B$159:$B$274&Daten!$A$159:$A$274&Daten!$D$159:$D$274,Daten!$M$159:$O$274))*_xlfn.XLOOKUP(H42,Daten!$Q$157:$T$157,_xlfn.XLOOKUP(GTel!C42&GTel!D42&GTel!E42,Daten!$B$159:$B$274&Daten!$A$159:$A$274&Daten!$D$159:$D$274,Daten!$Q$159:$T$274)),\nIF(C42=$C$9,J42*K42*L42,\n\"\")))),0)","v":""},{"$f":"IFERROR(\nIF(C42=$C$6,TRANSPOSE(_xlfn._xlws.FILTER(Daten!$C$159:$C$274,(Daten!$A$159:$A$274=GTel!D42)*(Daten!$B$159:$B$274=GTel!C42))),\nIF(C42=$C$7,TRANSPOSE(_xlfn._xlws.FILTER(Daten!$D$159:$D$274,(Daten!$A$159:$A$274=GTel!D42)*(Daten!$B$159:$B$274=GTel!C42))),\nIF(C42=$C$8,TRANSPOSE(_xlfn._xlws.FILTER(Daten!$D$159:$D$274,(Daten!$A$159:$A$274=GTel!D42)*(Daten!$B$159:$B$274=GTel!C42))),\"\"))),\"\")","v":""}]
[{"$nulls":13},{"$f":"IFERROR(IF(C43=$C$6,_xlfn.XLOOKUP(GTel!F43,Daten!$F$157:$I$157,_xlfn.XLOOKUP(GTel!C43&GTel!D43&GTel!E43,Daten!$B$159:$B$274&Daten!$A$159:$A$274&Daten!$C$159:$C$274,Daten!$F$159:$I$274)),\nIF(C43=$C$7,_xlfn.XLOOKUP(GTel!C43&GTel!D43&GTel!E43,Daten!$B$159:$B$274&Daten!$A$159:$A$274&Daten!$D$159:$D$274,Daten!$K$159:$K$274)*I43*_xlfn.XLOOKUP(G43,Daten!$M$157:$O$157,_xlfn.XLOOKUP(GTel!C43&GTel!D43&GTel!E43,Daten!$B$159:$B$274&Daten!$A$159:$A$274&Daten!$D$159:$D$274,Daten!$M$159:$O$274))*_xlfn.XLOOKUP(F43,Daten!$V$157:$Y$157,_xlfn.XLOOKUP(GTel!C43&GTel!D43&GTel!E43,Daten!$B$159:$B$274&Daten!$A$159:$A$274&Daten!$D$159:$D$274,Daten!$V$159:$Y$274)),\nIF(C43=$C$8,_xlfn.XLOOKUP(GTel!C43&GTel!D43&GTel!E43,Daten!$B$159:$B$274&Daten!$A$159:$A$274&Daten!$D$159:$D$274,Daten!$K$159:$K$274)*I43*_xlfn.XLOOKUP(G43,Daten!$M$157:$O$157,_xlfn.XLOOKUP(GTel!C43&GTel!D43&GTel!E43,Daten!$B$159:$B$274&Daten!$A$159:$A$274&Daten!$D$159:$D$274,Daten!$M$159:$O$274))*_xlfn.XLOOKUP(H43,Daten!$Q$157:$T$157,_xlfn.XLOOKUP(GTel!C43&GTel!D43&GTel!E43,Daten!$B$159:$B$274&Daten!$A$159:$A$274&Daten!$D$159:$D$274,Daten!$Q$159:$T$274)),\nIF(C43=$C$9,J43*K43*L43,\n\"\")))),0)","v":""},{"$f":"IFERROR(\nIF(C43=$C$6,TRANSPOSE(_xlfn._xlws.FILTER(Daten!$C$159:$C$274,(Daten!$A$159:$A$274=GTel!D43)*(Daten!$B$159:$B$274=GTel!C43))),\nIF(C43=$C$7,TRANSPOSE(_xlfn._xlws.FILTER(Daten!$D$159:$D$274,(Daten!$A$159:$A$274=GTel!D43)*(Daten!$B$159:$B$274=GTel!C43))),\nIF(C43=$C$8,TRANSPOSE(_xlfn._xlws.FILTER(Daten!$D$159:$D$274,(Daten!$A$159:$A$274=GTel!D43)*(Daten!$B$159:$B$274=GTel!C43))),\"\"))),\"\")","v":""}]
[{"$nulls":13},{"$f":"IFERROR(IF(C44=$C$6,_xlfn.XLOOKUP(GTel!F44,Daten!$F$157:$I$157,_xlfn.XLOOKUP(GTel!C44&GTel!D44&GTel!E44,Daten!$B$159:$B$274&Daten!$A$159:$A$274&Daten!$C$159:$C$274,Daten!$F$159:$I$274)),\nIF(C44=$C$7,_xlfn.XLOOKUP(GTel!C44&GTel!D44&GTel!E44,Daten!$B$159:$B$274&Daten!$A$159:$A$274&Daten!$D$159:$D$274,Daten!$K$159:$K$274)*I44*_xlfn.XLOOKUP(G44,Daten!$M$157:$O$157,_xlfn.XLOOKUP(GTel!C44&GTel!D44&GTel!E44,Daten!$B$159:$B$274&Daten!$A$159:$A$274&Daten!$D$159:$D$274,Daten!$M$159:$O$274))*_xlfn.XLOOKUP(F44,Daten!$V$157:$Y$157,_xlfn.XLOOKUP(GTel!C44&GTel!D44&GTel!E44,Daten!$B$159:$B$274&Daten!$A$159:$A$274&Daten!$D$159:$D$274,Daten!$V$159:$Y$274)),\nIF(C44=$C$8,_xlfn.XLOOKUP(GTel!C44&GTel!D44&GTel!E44,Daten!$B$159:$B$274&Daten!$A$159:$A$274&Daten!$D$159:$D$274,Daten!$K$159:$K$274)*I44*_xlfn.XLOOKUP(G44,Daten!$M$157:$O$157,_xlfn.XLOOKUP(GTel!C44&GTel!D44&GTel!E44,Daten!$B$159:$B$274&Daten!$A$159:$A$274&Daten!$D$159:$D$274,Daten!$M$159:$O$274))*_xlfn.XLOOKUP(H44,Daten!$Q$157:$T$157,_xlfn.XLOOKUP(GTel!C44&GTel!D44&GTel!E44,Daten!$B$159:$B$274&Daten!$A$159:$A$274&Daten!$D$159:$D$274,Daten!$Q$159:$T$274)),\nIF(C44=$C$9,J44*K44*L44,\n\"\")))),0)","v":""},{"$f":"IFERROR(\nIF(C44=$C$6,TRANSPOSE(_xlfn._xlws.FILTER(Daten!$C$159:$C$274,(Daten!$A$159:$A$274=GTel!D44)*(Daten!$B$159:$B$274=GTel!C44))),\nIF(C44=$C$7,TRANSPOSE(_xlfn._xlws.FILTER(Daten!$D$159:$D$274,(Daten!$A$159:$A$274=GTel!D44)*(Daten!$B$159:$B$274=GTel!C44))),\nIF(C44=$C$8,TRANSPOSE(_xlfn._xlws.FILTER(Daten!$D$159:$D$274,(Daten!$A$159:$A$274=GTel!D44)*(Daten!$B$159:$B$274=GTel!C44))),\"\"))),\"\")","v":""}]
[{"$nulls":13},{"$f":"IFERROR(IF(C45=$C$6,_xlfn.XLOOKUP(GTel!F45,Daten!$F$157:$I$157,_xlfn.XLOOKUP(GTel!C45&GTel!D45&GTel!E45,Daten!$B$159:$B$274&Daten!$A$159:$A$274&Daten!$C$159:$C$274,Daten!$F$159:$I$274)),\nIF(C45=$C$7,_xlfn.XLOOKUP(GTel!C45&GTel!D45&GTel!E45,Daten!$B$159:$B$274&Daten!$A$159:$A$274&Daten!$D$159:$D$274,Daten!$K$159:$K$274)*I45*_xlfn.XLOOKUP(G45,Daten!$M$157:$O$157,_xlfn.XLOOKUP(GTel!C45&GTel!D45&GTel!E45,Daten!$B$159:$B$274&Daten!$A$159:$A$274&Daten!$D$159:$D$274,Daten!$M$159:$O$274))*_xlfn.XLOOKUP(F45,Daten!$V$157:$Y$157,_xlfn.XLOOKUP(GTel!C45&GTel!D45&GTel!E45,Daten!$B$159:$B$274&Daten!$A$159:$A$274&Daten!$D$159:$D$274,Daten!$V$159:$Y$274)),\nIF(C45=$C$8,_xlfn.XLOOKUP(GTel!C45&GTel!D45&GTel!E45,Daten!$B$159:$B$274&Daten!$A$159:$A$274&Daten!$D$159:$D$274,Daten!$K$159:$K$274)*I45*_xlfn.XLOOKUP(G45,Daten!$M$157:$O$157,_xlfn.XLOOKUP(GTel!C45&GTel!D45&GTel!E45,Daten!$B$159:$B$274&Daten!$A$159:$A$274&Daten!$D$159:$D$274,Daten!$M$159:$O$274))*_xlfn.XLOOKUP(H45,Daten!$Q$157:$T$157,_xlfn.XLOOKUP(GTel!C45&GTel!D45&GTel!E45,Daten!$B$159:$B$274&Daten!$A$159:$A$274&Daten!$D$159:$D$274,Daten!$Q$159:$T$274)),\nIF(C45=$C$9,J45*K45*L45,\n\"\")))),0)","v":""},{"$f":"IFERROR(\nIF(C45=$C$6,TRANSPOSE(_xlfn._xlws.FILTER(Daten!$C$159:$C$274,(Daten!$A$159:$A$274=GTel!D45)*(Daten!$B$159:$B$274=GTel!C45))),\nIF(C45=$C$7,TRANSPOSE(_xlfn._xlws.FILTER(Daten!$D$159:$D$274,(Daten!$A$159:$A$274=GTel!D45)*(Daten!$B$159:$B$274=GTel!C45))),\nIF(C45=$C$8,TRANSPOSE(_xlfn._xlws.FILTER(Daten!$D$159:$D$274,(Daten!$A$159:$A$274=GTel!D45)*(Daten!$B$159:$B$274=GTel!C45))),\"\"))),\"\")","v":""}]
[{"$nulls":13},{"$f":"IFERROR(IF(C46=$C$6,_xlfn.XLOOKUP(GTel!F46,Daten!$F$157:$I$157,_xlfn.XLOOKUP(GTel!C46&GTel!D46&GTel!E46,Daten!$B$159:$B$274&Daten!$A$159:$A$274&Daten!$C$159:$C$274,Daten!$F$159:$I$274)),\nIF(C46=$C$7,_xlfn.XLOOKUP(GTel!C46&GTel!D46&GTel!E46,Daten!$B$159:$B$274&Daten!$A$159:$A$274&Daten!$D$159:$D$274,Daten!$K$159:$K$274)*I46*_xlfn.XLOOKUP(G46,Daten!$M$157:$O$157,_xlfn.XLOOKUP(GTel!C46&GTel!D46&GTel!E46,Daten!$B$159:$B$274&Daten!$A$159:$A$274&Daten!$D$159:$D$274,Daten!$M$159:$O$274))*_xlfn.XLOOKUP(F46,Daten!$V$157:$Y$157,_xlfn.XLOOKUP(GTel!C46&GTel!D46&GTel!E46,Daten!$B$159:$B$274&Daten!$A$159:$A$274&Daten!$D$159:$D$274,Daten!$V$159:$Y$274)),\nIF(C46=$C$8,_xlfn.XLOOKUP(GTel!C46&GTel!D46&GTel!E46,Daten!$B$159:$B$274&Daten!$A$159:$A$274&Daten!$D$159:$D$274,Daten!$K$159:$K$274)*I46*_xlfn.XLOOKUP(G46,Daten!$M$157:$O$157,_xlfn.XLOOKUP(GTel!C46&GTel!D46&GTel!E46,Daten!$B$159:$B$274&Daten!$A$159:$A$274&Daten!$D$159:$D$274,Daten!$M$159:$O$274))*_xlfn.XLOOKUP(H46,Daten!$Q$157:$T$157,_xlfn.XLOOKUP(GTel!C46&GTel!D46&GTel!E46,Daten!$B$159:$B$274&Daten!$A$159:$A$274&Daten!$D$159:$D$274,Daten!$Q$159:$T$274)),\nIF(C46=$C$9,J46*K46*L46,\n\"\")))),0)","v":""},{"$f":"IFERROR(\nIF(C46=$C$6,TRANSPOSE(_xlfn._xlws.FILTER(Daten!$C$159:$C$274,(Daten!$A$159:$A$274=GTel!D46)*(Daten!$B$159:$B$274=GTel!C46))),\nIF(C46=$C$7,TRANSPOSE(_xlfn._xlws.FILTER(Daten!$D$159:$D$274,(Daten!$A$159:$A$274=GTel!D46)*(Daten!$B$159:$B$274=GTel!C46))),\nIF(C46=$C$8,TRANSPOSE(_xlfn._xlws.FILTER(Daten!$D$159:$D$274,(Daten!$A$159:$A$274=GTel!D46)*(Daten!$B$159:$B$274=GTel!C46))),\"\"))),\"\")","v":""}]
[{"$nulls":13},{"$f":"IFERROR(IF(C47=$C$6,_xlfn.XLOOKUP(GTel!F47,Daten!$F$157:$I$157,_xlfn.XLOOKUP(GTel!C47&GTel!D47&GTel!E47,Daten!$B$159:$B$274&Daten!$A$159:$A$274&Daten!$C$159:$C$274,Daten!$F$159:$I$274)),\nIF(C47=$C$7,_xlfn.XLOOKUP(GTel!C47&GTel!D47&GTel!E47,Daten!$B$159:$B$274&Daten!$A$159:$A$274&Daten!$D$159:$D$274,Daten!$K$159:$K$274)*I47*_xlfn.XLOOKUP(G47,Daten!$M$157:$O$157,_xlfn.XLOOKUP(GTel!C47&GTel!D47&GTel!E47,Daten!$B$159:$B$274&Daten!$A$159:$A$274&Daten!$D$159:$D$274,Daten!$M$159:$O$274))*_xlfn.XLOOKUP(F47,Daten!$V$157:$Y$157,_xlfn.XLOOKUP(GTel!C47&GTel!D47&GTel!E47,Daten!$B$159:$B$274&Daten!$A$159:$A$274&Daten!$D$159:$D$274,Daten!$V$159:$Y$274)),\nIF(C47=$C$8,_xlfn.XLOOKUP(GTel!C47&GTel!D47&GTel!E47,Daten!$B$159:$B$274&Daten!$A$159:$A$274&Daten!$D$159:$D$274,Daten!$K$159:$K$274)*I47*_xlfn.XLOOKUP(G47,Daten!$M$157:$O$157,_xlfn.XLOOKUP(GTel!C47&GTel!D47&GTel!E47,Daten!$B$159:$B$274&Daten!$A$159:$A$274&Daten!$D$159:$D$274,Daten!$M$159:$O$274))*_xlfn.XLOOKUP(H47,Daten!$Q$157:$T$157,_xlfn.XLOOKUP(GTel!C47&GTel!D47&GTel!E47,Daten!$B$159:$B$274&Daten!$A$159:$A$274&Daten!$D$159:$D$274,Daten!$Q$159:$T$274)),\nIF(C47=$C$9,J47*K47*L47,\n\"\")))),0)","v":""},{"$f":"IFERROR(\nIF(C47=$C$6,TRANSPOSE(_xlfn._xlws.FILTER(Daten!$C$159:$C$274,(Daten!$A$159:$A$274=GTel!D47)*(Daten!$B$159:$B$274=GTel!C47))),\nIF(C47=$C$7,TRANSPOSE(_xlfn._xlws.FILTER(Daten!$D$159:$D$274,(Daten!$A$159:$A$274=GTel!D47)*(Daten!$B$159:$B$274=GTel!C47))),\nIF(C47=$C$8,TRANSPOSE(_xlfn._xlws.FILTER(Daten!$D$159:$D$274,(Daten!$A$159:$A$274=GTel!D47)*(Daten!$B$159:$B$274=GTel!C47))),\"\"))),\"\")","v":""}]
[{"$nulls":13},{"$f":"IFERROR(IF(C48=$C$6,_xlfn.XLOOKUP(GTel!F48,Daten!$F$157:$I$157,_xlfn.XLOOKUP(GTel!C48&GTel!D48&GTel!E48,Daten!$B$159:$B$274&Daten!$A$159:$A$274&Daten!$C$159:$C$274,Daten!$F$159:$I$274)),\nIF(C48=$C$7,_xlfn.XLOOKUP(GTel!C48&GTel!D48&GTel!E48,Daten!$B$159:$B$274&Daten!$A$159:$A$274&Daten!$D$159:$D$274,Daten!$K$159:$K$274)*I48*_xlfn.XLOOKUP(G48,Daten!$M$157:$O$157,_xlfn.XLOOKUP(GTel!C48&GTel!D48&GTel!E48,Daten!$B$159:$B$274&Daten!$A$159:$A$274&Daten!$D$159:$D$274,Daten!$M$159:$O$274))*_xlfn.XLOOKUP(F48,Daten!$V$157:$Y$157,_xlfn.XLOOKUP(GTel!C48&GTel!D48&GTel!E48,Daten!$B$159:$B$274&Daten!$A$159:$A$274&Daten!$D$159:$D$274,Daten!$V$159:$Y$274)),\nIF(C48=$C$8,_xlfn.XLOOKUP(GTel!C48&GTel!D48&GTel!E48,Daten!$B$159:$B$274&Daten!$A$159:$A$274&Daten!$D$159:$D$274,Daten!$K$159:$K$274)*I48*_xlfn.XLOOKUP(G48,Daten!$M$157:$O$157,_xlfn.XLOOKUP(GTel!C48&GTel!D48&GTel!E48,Daten!$B$159:$B$274&Daten!$A$159:$A$274&Daten!$D$159:$D$274,Daten!$M$159:$O$274))*_xlfn.XLOOKUP(H48,Daten!$Q$157:$T$157,_xlfn.XLOOKUP(GTel!C48&GTel!D48&GTel!E48,Daten!$B$159:$B$274&Daten!$A$159:$A$274&Daten!$D$159:$D$274,Daten!$Q$159:$T$274)),\nIF(C48=$C$9,J48*K48*L48,\n\"\")))),0)","v":""},{"$f":"IFERROR(\nIF(C48=$C$6,TRANSPOSE(_xlfn._xlws.FILTER(Daten!$C$159:$C$274,(Daten!$A$159:$A$274=GTel!D48)*(Daten!$B$159:$B$274=GTel!C48))),\nIF(C48=$C$7,TRANSPOSE(_xlfn._xlws.FILTER(Daten!$D$159:$D$274,(Daten!$A$159:$A$274=GTel!D48)*(Daten!$B$159:$B$274=GTel!C48))),\nIF(C48=$C$8,TRANSPOSE(_xlfn._xlws.FILTER(Daten!$D$159:$D$274,(Daten!$A$159:$A$274=GTel!D48)*(Daten!$B$159:$B$274=GTel!C48))),\"\"))),\"\")","v":""}]
[{"$nulls":13},{"$f":"IFERROR(IF(C49=$C$6,_xlfn.XLOOKUP(GTel!F49,Daten!$F$157:$I$157,_xlfn.XLOOKUP(GTel!C49&GTel!D49&GTel!E49,Daten!$B$159:$B$274&Daten!$A$159:$A$274&Daten!$C$159:$C$274,Daten!$F$159:$I$274)),\nIF(C49=$C$7,_xlfn.XLOOKUP(GTel!C49&GTel!D49&GTel!E49,Daten!$B$159:$B$274&Daten!$A$159:$A$274&Daten!$D$159:$D$274,Daten!$K$159:$K$274)*I49*_xlfn.XLOOKUP(G49,Daten!$M$157:$O$157,_xlfn.XLOOKUP(GTel!C49&GTel!D49&GTel!E49,Daten!$B$159:$B$274&Daten!$A$159:$A$274&Daten!$D$159:$D$274,Daten!$M$159:$O$274))*_xlfn.XLOOKUP(F49,Daten!$V$157:$Y$157,_xlfn.XLOOKUP(GTel!C49&GTel!D49&GTel!E49,Daten!$B$159:$B$274&Daten!$A$159:$A$274&Daten!$D$159:$D$274,Daten!$V$159:$Y$274)),\nIF(C49=$C$8,_xlfn.XLOOKUP(GTel!C49&GTel!D49&GTel!E49,Daten!$B$159:$B$274&Daten!$A$159:$A$274&Daten!$D$159:$D$274,Daten!$K$159:$K$274)*I49*_xlfn.XLOOKUP(G49,Daten!$M$157:$O$157,_xlfn.XLOOKUP(GTel!C49&GTel!D49&GTel!E49,Daten!$B$159:$B$274&Daten!$A$159:$A$274&Daten!$D$159:$D$274,Daten!$M$159:$O$274))*_xlfn.XLOOKUP(H49,Daten!$Q$157:$T$157,_xlfn.XLOOKUP(GTel!C49&GTel!D49&GTel!E49,Daten!$B$159:$B$274&Daten!$A$159:$A$274&Daten!$D$159:$D$274,Daten!$Q$159:$T$274)),\nIF(C49=$C$9,J49*K49*L49,\n\"\")))),0)","v":""},{"$f":"IFERROR(\nIF(C49=$C$6,TRANSPOSE(_xlfn._xlws.FILTER(Daten!$C$159:$C$274,(Daten!$A$159:$A$274=GTel!D49)*(Daten!$B$159:$B$274=GTel!C49))),\nIF(C49=$C$7,TRANSPOSE(_xlfn._xlws.FILTER(Daten!$D$159:$D$274,(Daten!$A$159:$A$274=GTel!D49)*(Daten!$B$159:$B$274=GTel!C49))),\nIF(C49=$C$8,TRANSPOSE(_xlfn._xlws.FILTER(Daten!$D$159:$D$274,(Daten!$A$159:$A$274=GTel!D49)*(Daten!$B$159:$B$274=GTel!C49))),\"\"))),\"\")","v":""}]
[{"$nulls":13},{"$f":"IFERROR(IF(C50=$C$6,_xlfn.XLOOKUP(GTel!F50,Daten!$F$157:$I$157,_xlfn.XLOOKUP(GTel!C50&GTel!D50&GTel!E50,Daten!$B$159:$B$274&Daten!$A$159:$A$274&Daten!$C$159:$C$274,Daten!$F$159:$I$274)),\nIF(C50=$C$7,_xlfn.XLOOKUP(GTel!C50&GTel!D50&GTel!E50,Daten!$B$159:$B$274&Daten!$A$159:$A$274&Daten!$D$159:$D$274,Daten!$K$159:$K$274)*I50*_xlfn.XLOOKUP(G50,Daten!$M$157:$O$157,_xlfn.XLOOKUP(GTel!C50&GTel!D50&GTel!E50,Daten!$B$159:$B$274&Daten!$A$159:$A$274&Daten!$D$159:$D$274,Daten!$M$159:$O$274))*_xlfn.XLOOKUP(F50,Daten!$V$157:$Y$157,_xlfn.XLOOKUP(GTel!C50&GTel!D50&GTel!E50,Daten!$B$159:$B$274&Daten!$A$159:$A$274&Daten!$D$159:$D$274,Daten!$V$159:$Y$274)),\nIF(C50=$C$8,_xlfn.XLOOKUP(GTel!C50&GTel!D50&GTel!E50,Daten!$B$159:$B$274&Daten!$A$159:$A$274&Daten!$D$159:$D$274,Daten!$K$159:$K$274)*I50*_xlfn.XLOOKUP(G50,Daten!$M$157:$O$157,_xlfn.XLOOKUP(GTel!C50&GTel!D50&GTel!E50,Daten!$B$159:$B$274&Daten!$A$159:$A$274&Daten!$D$159:$D$274,Daten!$M$159:$O$274))*_xlfn.XLOOKUP(H50,Daten!$Q$157:$T$157,_xlfn.XLOOKUP(GTel!C50&GTel!D50&GTel!E50,Daten!$B$159:$B$274&Daten!$A$159:$A$274&Daten!$D$159:$D$274,Daten!$Q$159:$T$274)),\nIF(C50=$C$9,J50*K50*L50,\n\"\")))),0)","v":""},{"$f":"IFERROR(\nIF(C50=$C$6,TRANSPOSE(_xlfn._xlws.FILTER(Daten!$C$159:$C$274,(Daten!$A$159:$A$274=GTel!D50)*(Daten!$B$159:$B$274=GTel!C50))),\nIF(C50=$C$7,TRANSPOSE(_xlfn._xlws.FILTER(Daten!$D$159:$D$274,(Daten!$A$159:$A$274=GTel!D50)*(Daten!$B$159:$B$274=GTel!C50))),\nIF(C50=$C$8,TRANSPOSE(_xlfn._xlws.FILTER(Daten!$D$159:$D$274,(Daten!$A$159:$A$274=GTel!D50)*(Daten!$B$159:$B$274=GTel!C50))),\"\"))),\"\")","v":""}]
[{"$nulls":13},{"$f":"IFERROR(IF(C51=$C$6,_xlfn.XLOOKUP(GTel!F51,Daten!$F$157:$I$157,_xlfn.XLOOKUP(GTel!C51&GTel!D51&GTel!E51,Daten!$B$159:$B$274&Daten!$A$159:$A$274&Daten!$C$159:$C$274,Daten!$F$159:$I$274)),\nIF(C51=$C$7,_xlfn.XLOOKUP(GTel!C51&GTel!D51&GTel!E51,Daten!$B$159:$B$274&Daten!$A$159:$A$274&Daten!$D$159:$D$274,Daten!$K$159:$K$274)*I51*_xlfn.XLOOKUP(G51,Daten!$M$157:$O$157,_xlfn.XLOOKUP(GTel!C51&GTel!D51&GTel!E51,Daten!$B$159:$B$274&Daten!$A$159:$A$274&Daten!$D$159:$D$274,Daten!$M$159:$O$274))*_xlfn.XLOOKUP(F51,Daten!$V$157:$Y$157,_xlfn.XLOOKUP(GTel!C51&GTel!D51&GTel!E51,Daten!$B$159:$B$274&Daten!$A$159:$A$274&Daten!$D$159:$D$274,Daten!$V$159:$Y$274)),\nIF(C51=$C$8,_xlfn.XLOOKUP(GTel!C51&GTel!D51&GTel!E51,Daten!$B$159:$B$274&Daten!$A$159:$A$274&Daten!$D$159:$D$274,Daten!$K$159:$K$274)*I51*_xlfn.XLOOKUP(G51,Daten!$M$157:$O$157,_xlfn.XLOOKUP(GTel!C51&GTel!D51&GTel!E51,Daten!$B$159:$B$274&Daten!$A$159:$A$274&Daten!$D$159:$D$274,Daten!$M$159:$O$274))*_xlfn.XLOOKUP(H51,Daten!$Q$157:$T$157,_xlfn.XLOOKUP(GTel!C51&GTel!D51&GTel!E51,Daten!$B$159:$B$274&Daten!$A$159:$A$274&Daten!$D$159:$D$274,Daten!$Q$159:$T$274)),\nIF(C51=$C$9,J51*K51*L51,\n\"\")))),0)","v":""},{"$f":"IFERROR(\nIF(C51=$C$6,TRANSPOSE(_xlfn._xlws.FILTER(Daten!$C$159:$C$274,(Daten!$A$159:$A$274=GTel!D51)*(Daten!$B$159:$B$274=GTel!C51))),\nIF(C51=$C$7,TRANSPOSE(_xlfn._xlws.FILTER(Daten!$D$159:$D$274,(Daten!$A$159:$A$274=GTel!D51)*(Daten!$B$159:$B$274=GTel!C51))),\nIF(C51=$C$8,TRANSPOSE(_xlfn._xlws.FILTER(Daten!$D$159:$D$274,(Daten!$A$159:$A$274=GTel!D51)*(Daten!$B$159:$B$274=GTel!C51))),\"\"))),\"\")","v":""}]
[{"$nulls":13},{"$f":"IFERROR(IF(C52=$C$6,_xlfn.XLOOKUP(GTel!F52,Daten!$F$157:$I$157,_xlfn.XLOOKUP(GTel!C52&GTel!D52&GTel!E52,Daten!$B$159:$B$274&Daten!$A$159:$A$274&Daten!$C$159:$C$274,Daten!$F$159:$I$274)),\nIF(C52=$C$7,_xlfn.XLOOKUP(GTel!C52&GTel!D52&GTel!E52,Daten!$B$159:$B$274&Daten!$A$159:$A$274&Daten!$D$159:$D$274,Daten!$K$159:$K$274)*I52*_xlfn.XLOOKUP(G52,Daten!$M$157:$O$157,_xlfn.XLOOKUP(GTel!C52&GTel!D52&GTel!E52,Daten!$B$159:$B$274&Daten!$A$159:$A$274&Daten!$D$159:$D$274,Daten!$M$159:$O$274))*_xlfn.XLOOKUP(F52,Daten!$V$157:$Y$157,_xlfn.XLOOKUP(GTel!C52&GTel!D52&GTel!E52,Daten!$B$159:$B$274&Daten!$A$159:$A$274&Daten!$D$159:$D$274,Daten!$V$159:$Y$274)),\nIF(C52=$C$8,_xlfn.XLOOKUP(GTel!C52&GTel!D52&GTel!E52,Daten!$B$159:$B$274&Daten!$A$159:$A$274&Daten!$D$159:$D$274,Daten!$K$159:$K$274)*I52*_xlfn.XLOOKUP(G52,Daten!$M$157:$O$157,_xlfn.XLOOKUP(GTel!C52&GTel!D52&GTel!E52,Daten!$B$159:$B$274&Daten!$A$159:$A$274&Daten!$D$159:$D$274,Daten!$M$159:$O$274))*_xlfn.XLOOKUP(H52,Daten!$Q$157:$T$157,_xlfn.XLOOKUP(GTel!C52&GTel!D52&GTel!E52,Daten!$B$159:$B$274&Daten!$A$159:$A$274&Daten!$D$159:$D$274,Daten!$Q$159:$T$274)),\nIF(C52=$C$9,J52*K52*L52,\n\"\")))),0)","v":""},{"$f":"IFERROR(\nIF(C52=$C$6,TRANSPOSE(_xlfn._xlws.FILTER(Daten!$C$159:$C$274,(Daten!$A$159:$A$274=GTel!D52)*(Daten!$B$159:$B$274=GTel!C52))),\nIF(C52=$C$7,TRANSPOSE(_xlfn._xlws.FILTER(Daten!$D$159:$D$274,(Daten!$A$159:$A$274=GTel!D52)*(Daten!$B$159:$B$274=GTel!C52))),\nIF(C52=$C$8,TRANSPOSE(_xlfn._xlws.FILTER(Daten!$D$159:$D$274,(Daten!$A$159:$A$274=GTel!D52)*(Daten!$B$159:$B$274=GTel!C52))),\"\"))),\"\")","v":""}]
[{"$nulls":13},{"$f":"IFERROR(IF(C53=$C$6,_xlfn.XLOOKUP(GTel!F53,Daten!$F$157:$I$157,_xlfn.XLOOKUP(GTel!C53&GTel!D53&GTel!E53,Daten!$B$159:$B$274&Daten!$A$159:$A$274&Daten!$C$159:$C$274,Daten!$F$159:$I$274)),\nIF(C53=$C$7,_xlfn.XLOOKUP(GTel!C53&GTel!D53&GTel!E53,Daten!$B$159:$B$274&Daten!$A$159:$A$274&Daten!$D$159:$D$274,Daten!$K$159:$K$274)*I53*_xlfn.XLOOKUP(G53,Daten!$M$157:$O$157,_xlfn.XLOOKUP(GTel!C53&GTel!D53&GTel!E53,Daten!$B$159:$B$274&Daten!$A$159:$A$274&Daten!$D$159:$D$274,Daten!$M$159:$O$274))*_xlfn.XLOOKUP(F53,Daten!$V$157:$Y$157,_xlfn.XLOOKUP(GTel!C53&GTel!D53&GTel!E53,Daten!$B$159:$B$274&Daten!$A$159:$A$274&Daten!$D$159:$D$274,Daten!$V$159:$Y$274)),\nIF(C53=$C$8,_xlfn.XLOOKUP(GTel!C53&GTel!D53&GTel!E53,Daten!$B$159:$B$274&Daten!$A$159:$A$274&Daten!$D$159:$D$274,Daten!$K$159:$K$274)*I53*_xlfn.XLOOKUP(G53,Daten!$M$157:$O$157,_xlfn.XLOOKUP(GTel!C53&GTel!D53&GTel!E53,Daten!$B$159:$B$274&Daten!$A$159:$A$274&Daten!$D$159:$D$274,Daten!$M$159:$O$274))*_xlfn.XLOOKUP(H53,Daten!$Q$157:$T$157,_xlfn.XLOOKUP(GTel!C53&GTel!D53&GTel!E53,Daten!$B$159:$B$274&Daten!$A$159:$A$274&Daten!$D$159:$D$274,Daten!$Q$159:$T$274)),\nIF(C53=$C$9,J53*K53*L53,\n\"\")))),0)","v":""},{"$f":"IFERROR(\nIF(C53=$C$6,TRANSPOSE(_xlfn._xlws.FILTER(Daten!$C$159:$C$274,(Daten!$A$159:$A$274=GTel!D53)*(Daten!$B$159:$B$274=GTel!C53))),\nIF(C53=$C$7,TRANSPOSE(_xlfn._xlws.FILTER(Daten!$D$159:$D$274,(Daten!$A$159:$A$274=GTel!D53)*(Daten!$B$159:$B$274=GTel!C53))),\nIF(C53=$C$8,TRANSPOSE(_xlfn._xlws.FILTER(Daten!$D$159:$D$274,(Daten!$A$159:$A$274=GTel!D53)*(Daten!$B$159:$B$274=GTel!C53))),\"\"))),\"\")","v":""}]
[{"$nulls":13},{"$f":"IFERROR(IF(C54=$C$6,_xlfn.XLOOKUP(GTel!F54,Daten!$F$157:$I$157,_xlfn.XLOOKUP(GTel!C54&GTel!D54&GTel!E54,Daten!$B$159:$B$274&Daten!$A$159:$A$274&Daten!$C$159:$C$274,Daten!$F$159:$I$274)),\nIF(C54=$C$7,_xlfn.XLOOKUP(GTel!C54&GTel!D54&GTel!E54,Daten!$B$159:$B$274&Daten!$A$159:$A$274&Daten!$D$159:$D$274,Daten!$K$159:$K$274)*I54*_xlfn.XLOOKUP(G54,Daten!$M$157:$O$157,_xlfn.XLOOKUP(GTel!C54&GTel!D54&GTel!E54,Daten!$B$159:$B$274&Daten!$A$159:$A$274&Daten!$D$159:$D$274,Daten!$M$159:$O$274))*_xlfn.XLOOKUP(F54,Daten!$V$157:$Y$157,_xlfn.XLOOKUP(GTel!C54&GTel!D54&GTel!E54,Daten!$B$159:$B$274&Daten!$A$159:$A$274&Daten!$D$159:$D$274,Daten!$V$159:$Y$274)),\nIF(C54=$C$8,_xlfn.XLOOKUP(GTel!C54&GTel!D54&GTel!E54,Daten!$B$159:$B$274&Daten!$A$159:$A$274&Daten!$D$159:$D$274,Daten!$K$159:$K$274)*I54*_xlfn.XLOOKUP(G54,Daten!$M$157:$O$157,_xlfn.XLOOKUP(GTel!C54&GTel!D54&GTel!E54,Daten!$B$159:$B$274&Daten!$A$159:$A$274&Daten!$D$159:$D$274,Daten!$M$159:$O$274))*_xlfn.XLOOKUP(H54,Daten!$Q$157:$T$157,_xlfn.XLOOKUP(GTel!C54&GTel!D54&GTel!E54,Daten!$B$159:$B$274&Daten!$A$159:$A$274&Daten!$D$159:$D$274,Daten!$Q$159:$T$274)),\nIF(C54=$C$9,J54*K54*L54,\n\"\")))),0)","v":""},{"$f":"IFERROR(\nIF(C54=$C$6,TRANSPOSE(_xlfn._xlws.FILTER(Daten!$C$159:$C$274,(Daten!$A$159:$A$274=GTel!D54)*(Daten!$B$159:$B$274=GTel!C54))),\nIF(C54=$C$7,TRANSPOSE(_xlfn._xlws.FILTER(Daten!$D$159:$D$274,(Daten!$A$159:$A$274=GTel!D54)*(Daten!$B$159:$B$274=GTel!C54))),\nIF(C54=$C$8,TRANSPOSE(_xlfn._xlws.FILTER(Daten!$D$159:$D$274,(Daten!$A$159:$A$274=GTel!D54)*(Daten!$B$159:$B$274=GTel!C54))),\"\"))),\"\")","v":""}]
[{"$nulls":13},{"$f":"IFERROR(IF(C55=$C$6,_xlfn.XLOOKUP(GTel!F55,Daten!$F$157:$I$157,_xlfn.XLOOKUP(GTel!C55&GTel!D55&GTel!E55,Daten!$B$159:$B$274&Daten!$A$159:$A$274&Daten!$C$159:$C$274,Daten!$F$159:$I$274)),\nIF(C55=$C$7,_xlfn.XLOOKUP(GTel!C55&GTel!D55&GTel!E55,Daten!$B$159:$B$274&Daten!$A$159:$A$274&Daten!$D$159:$D$274,Daten!$K$159:$K$274)*I55*_xlfn.XLOOKUP(G55,Daten!$M$157:$O$157,_xlfn.XLOOKUP(GTel!C55&GTel!D55&GTel!E55,Daten!$B$159:$B$274&Daten!$A$159:$A$274&Daten!$D$159:$D$274,Daten!$M$159:$O$274))*_xlfn.XLOOKUP(F55,Daten!$V$157:$Y$157,_xlfn.XLOOKUP(GTel!C55&GTel!D55&GTel!E55,Daten!$B$159:$B$274&Daten!$A$159:$A$274&Daten!$D$159:$D$274,Daten!$V$159:$Y$274)),\nIF(C55=$C$8,_xlfn.XLOOKUP(GTel!C55&GTel!D55&GTel!E55,Daten!$B$159:$B$274&Daten!$A$159:$A$274&Daten!$D$159:$D$274,Daten!$K$159:$K$274)*I55*_xlfn.XLOOKUP(G55,Daten!$M$157:$O$157,_xlfn.XLOOKUP(GTel!C55&GTel!D55&GTel!E55,Daten!$B$159:$B$274&Daten!$A$159:$A$274&Daten!$D$159:$D$274,Daten!$M$159:$O$274))*_xlfn.XLOOKUP(H55,Daten!$Q$157:$T$157,_xlfn.XLOOKUP(GTel!C55&GTel!D55&GTel!E55,Daten!$B$159:$B$274&Daten!$A$159:$A$274&Daten!$D$159:$D$274,Daten!$Q$159:$T$274)),\nIF(C55=$C$9,J55*K55*L55,\n\"\")))),0)","v":""},{"$f":"IFERROR(\nIF(C55=$C$6,TRANSPOSE(_xlfn._xlws.FILTER(Daten!$C$159:$C$274,(Daten!$A$159:$A$274=GTel!D55)*(Daten!$B$159:$B$274=GTel!C55))),\nIF(C55=$C$7,TRANSPOSE(_xlfn._xlws.FILTER(Daten!$D$159:$D$274,(Daten!$A$159:$A$274=GTel!D55)*(Daten!$B$159:$B$274=GTel!C55))),\nIF(C55=$C$8,TRANSPOSE(_xlfn._xlws.FILTER(Daten!$D$159:$D$274,(Daten!$A$159:$A$274=GTel!D55)*(Daten!$B$159:$B$274=GTel!C55))),\"\"))),\"\")","v":""}]
[{"$nulls":13},{"$f":"IFERROR(IF(C56=$C$6,_xlfn.XLOOKUP(GTel!F56,Daten!$F$157:$I$157,_xlfn.XLOOKUP(GTel!C56&GTel!D56&GTel!E56,Daten!$B$159:$B$274&Daten!$A$159:$A$274&Daten!$C$159:$C$274,Daten!$F$159:$I$274)),\nIF(C56=$C$7,_xlfn.XLOOKUP(GTel!C56&GTel!D56&GTel!E56,Daten!$B$159:$B$274&Daten!$A$159:$A$274&Daten!$D$159:$D$274,Daten!$K$159:$K$274)*I56*_xlfn.XLOOKUP(G56,Daten!$M$157:$O$157,_xlfn.XLOOKUP(GTel!C56&GTel!D56&GTel!E56,Daten!$B$159:$B$274&Daten!$A$159:$A$274&Daten!$D$159:$D$274,Daten!$M$159:$O$274))*_xlfn.XLOOKUP(F56,Daten!$V$157:$Y$157,_xlfn.XLOOKUP(GTel!C56&GTel!D56&GTel!E56,Daten!$B$159:$B$274&Daten!$A$159:$A$274&Daten!$D$159:$D$274,Daten!$V$159:$Y$274)),\nIF(C56=$C$8,_xlfn.XLOOKUP(GTel!C56&GTel!D56&GTel!E56,Daten!$B$159:$B$274&Daten!$A$159:$A$274&Daten!$D$159:$D$274,Daten!$K$159:$K$274)*I56*_xlfn.XLOOKUP(G56,Daten!$M$157:$O$157,_xlfn.XLOOKUP(GTel!C56&GTel!D56&GTel!E56,Daten!$B$159:$B$274&Daten!$A$159:$A$274&Daten!$D$159:$D$274,Daten!$M$159:$O$274))*_xlfn.XLOOKUP(H56,Daten!$Q$157:$T$157,_xlfn.XLOOKUP(GTel!C56&GTel!D56&GTel!E56,Daten!$B$159:$B$274&Daten!$A$159:$A$274&Daten!$D$159:$D$274,Daten!$Q$159:$T$274)),\nIF(C56=$C$9,J56*K56*L56,\n\"\")))),0)","v":""},{"$f":"IFERROR(\nIF(C56=$C$6,TRANSPOSE(_xlfn._xlws.FILTER(Daten!$C$159:$C$274,(Daten!$A$159:$A$274=GTel!D56)*(Daten!$B$159:$B$274=GTel!C56))),\nIF(C56=$C$7,TRANSPOSE(_xlfn._xlws.FILTER(Daten!$D$159:$D$274,(Daten!$A$159:$A$274=GTel!D56)*(Daten!$B$159:$B$274=GTel!C56))),\nIF(C56=$C$8,TRANSPOSE(_xlfn._xlws.FILTER(Daten!$D$159:$D$274,(Daten!$A$159:$A$274=GTel!D56)*(Daten!$B$159:$B$274=GTel!C56))),\"\"))),\"\")","v":""}]
[{"$nulls":13},{"$f":"IFERROR(IF(C57=$C$6,_xlfn.XLOOKUP(GTel!F57,Daten!$F$157:$I$157,_xlfn.XLOOKUP(GTel!C57&GTel!D57&GTel!E57,Daten!$B$159:$B$274&Daten!$A$159:$A$274&Daten!$C$159:$C$274,Daten!$F$159:$I$274)),\nIF(C57=$C$7,_xlfn.XLOOKUP(GTel!C57&GTel!D57&GTel!E57,Daten!$B$159:$B$274&Daten!$A$159:$A$274&Daten!$D$159:$D$274,Daten!$K$159:$K$274)*I57*_xlfn.XLOOKUP(G57,Daten!$M$157:$O$157,_xlfn.XLOOKUP(GTel!C57&GTel!D57&GTel!E57,Daten!$B$159:$B$274&Daten!$A$159:$A$274&Daten!$D$159:$D$274,Daten!$M$159:$O$274))*_xlfn.XLOOKUP(F57,Daten!$V$157:$Y$157,_xlfn.XLOOKUP(GTel!C57&GTel!D57&GTel!E57,Daten!$B$159:$B$274&Daten!$A$159:$A$274&Daten!$D$159:$D$274,Daten!$V$159:$Y$274)),\nIF(C57=$C$8,_xlfn.XLOOKUP(GTel!C57&GTel!D57&GTel!E57,Daten!$B$159:$B$274&Daten!$A$159:$A$274&Daten!$D$159:$D$274,Daten!$K$159:$K$274)*I57*_xlfn.XLOOKUP(G57,Daten!$M$157:$O$157,_xlfn.XLOOKUP(GTel!C57&GTel!D57&GTel!E57,Daten!$B$159:$B$274&Daten!$A$159:$A$274&Daten!$D$159:$D$274,Daten!$M$159:$O$274))*_xlfn.XLOOKUP(H57,Daten!$Q$157:$T$157,_xlfn.XLOOKUP(GTel!C57&GTel!D57&GTel!E57,Daten!$B$159:$B$274&Daten!$A$159:$A$274&Daten!$D$159:$D$274,Daten!$Q$159:$T$274)),\nIF(C57=$C$9,J57*K57*L57,\n\"\")))),0)","v":""},{"$f":"IFERROR(\nIF(C57=$C$6,TRANSPOSE(_xlfn._xlws.FILTER(Daten!$C$159:$C$274,(Daten!$A$159:$A$274=GTel!D57)*(Daten!$B$159:$B$274=GTel!C57))),\nIF(C57=$C$7,TRANSPOSE(_xlfn._xlws.FILTER(Daten!$D$159:$D$274,(Daten!$A$159:$A$274=GTel!D57)*(Daten!$B$159:$B$274=GTel!C57))),\nIF(C57=$C$8,TRANSPOSE(_xlfn._xlws.FILTER(Daten!$D$159:$D$274,(Daten!$A$159:$A$274=GTel!D57)*(Daten!$B$159:$B$274=GTel!C57))),\"\"))),\"\")","v":""}]
[{"$nulls":13},{"$f":"IFERROR(IF(C58=$C$6,_xlfn.XLOOKUP(GTel!F58,Daten!$F$157:$I$157,_xlfn.XLOOKUP(GTel!C58&GTel!D58&GTel!E58,Daten!$B$159:$B$274&Daten!$A$159:$A$274&Daten!$C$159:$C$274,Daten!$F$159:$I$274)),\nIF(C58=$C$7,_xlfn.XLOOKUP(GTel!C58&GTel!D58&GTel!E58,Daten!$B$159:$B$274&Daten!$A$159:$A$274&Daten!$D$159:$D$274,Daten!$K$159:$K$274)*I58*_xlfn.XLOOKUP(G58,Daten!$M$157:$O$157,_xlfn.XLOOKUP(GTel!C58&GTel!D58&GTel!E58,Daten!$B$159:$B$274&Daten!$A$159:$A$274&Daten!$D$159:$D$274,Daten!$M$159:$O$274))*_xlfn.XLOOKUP(F58,Daten!$V$157:$Y$157,_xlfn.XLOOKUP(GTel!C58&GTel!D58&GTel!E58,Daten!$B$159:$B$274&Daten!$A$159:$A$274&Daten!$D$159:$D$274,Daten!$V$159:$Y$274)),\nIF(C58=$C$8,_xlfn.XLOOKUP(GTel!C58&GTel!D58&GTel!E58,Daten!$B$159:$B$274&Daten!$A$159:$A$274&Daten!$D$159:$D$274,Daten!$K$159:$K$274)*I58*_xlfn.XLOOKUP(G58,Daten!$M$157:$O$157,_xlfn.XLOOKUP(GTel!C58&GTel!D58&GTel!E58,Daten!$B$159:$B$274&Daten!$A$159:$A$274&Daten!$D$159:$D$274,Daten!$M$159:$O$274))*_xlfn.XLOOKUP(H58,Daten!$Q$157:$T$157,_xlfn.XLOOKUP(GTel!C58&GTel!D58&GTel!E58,Daten!$B$159:$B$274&Daten!$A$159:$A$274&Daten!$D$159:$D$274,Daten!$Q$159:$T$274)),\nIF(C58=$C$9,J58*K58*L58,\n\"\")))),0)","v":""},{"$f":"IFERROR(\nIF(C58=$C$6,TRANSPOSE(_xlfn._xlws.FILTER(Daten!$C$159:$C$274,(Daten!$A$159:$A$274=GTel!D58)*(Daten!$B$159:$B$274=GTel!C58))),\nIF(C58=$C$7,TRANSPOSE(_xlfn._xlws.FILTER(Daten!$D$159:$D$274,(Daten!$A$159:$A$274=GTel!D58)*(Daten!$B$159:$B$274=GTel!C58))),\nIF(C58=$C$8,TRANSPOSE(_xlfn._xlws.FILTER(Daten!$D$159:$D$274,(Daten!$A$159:$A$274=GTel!D58)*(Daten!$B$159:$B$274=GTel!C58))),\"\"))),\"\")","v":""}]
[{"$nulls":13},{"$f":"IFERROR(IF(C59=$C$6,_xlfn.XLOOKUP(GTel!F59,Daten!$F$157:$I$157,_xlfn.XLOOKUP(GTel!C59&GTel!D59&GTel!E59,Daten!$B$159:$B$274&Daten!$A$159:$A$274&Daten!$C$159:$C$274,Daten!$F$159:$I$274)),\nIF(C59=$C$7,_xlfn.XLOOKUP(GTel!C59&GTel!D59&GTel!E59,Daten!$B$159:$B$274&Daten!$A$159:$A$274&Daten!$D$159:$D$274,Daten!$K$159:$K$274)*I59*_xlfn.XLOOKUP(G59,Daten!$M$157:$O$157,_xlfn.XLOOKUP(GTel!C59&GTel!D59&GTel!E59,Daten!$B$159:$B$274&Daten!$A$159:$A$274&Daten!$D$159:$D$274,Daten!$M$159:$O$274))*_xlfn.XLOOKUP(F59,Daten!$V$157:$Y$157,_xlfn.XLOOKUP(GTel!C59&GTel!D59&GTel!E59,Daten!$B$159:$B$274&Daten!$A$159:$A$274&Daten!$D$159:$D$274,Daten!$V$159:$Y$274)),\nIF(C59=$C$8,_xlfn.XLOOKUP(GTel!C59&GTel!D59&GTel!E59,Daten!$B$159:$B$274&Daten!$A$159:$A$274&Daten!$D$159:$D$274,Daten!$K$159:$K$274)*I59*_xlfn.XLOOKUP(G59,Daten!$M$157:$O$157,_xlfn.XLOOKUP(GTel!C59&GTel!D59&GTel!E59,Daten!$B$159:$B$274&Daten!$A$159:$A$274&Daten!$D$159:$D$274,Daten!$M$159:$O$274))*_xlfn.XLOOKUP(H59,Daten!$Q$157:$T$157,_xlfn.XLOOKUP(GTel!C59&GTel!D59&GTel!E59,Daten!$B$159:$B$274&Daten!$A$159:$A$274&Daten!$D$159:$D$274,Daten!$Q$159:$T$274)),\nIF(C59=$C$9,J59*K59*L59,\n\"\")))),0)","v":""},{"$f":"IFERROR(\nIF(C59=$C$6,TRANSPOSE(_xlfn._xlws.FILTER(Daten!$C$159:$C$274,(Daten!$A$159:$A$274=GTel!D59)*(Daten!$B$159:$B$274=GTel!C59))),\nIF(C59=$C$7,TRANSPOSE(_xlfn._xlws.FILTER(Daten!$D$159:$D$274,(Daten!$A$159:$A$274=GTel!D59)*(Daten!$B$159:$B$274=GTel!C59))),\nIF(C59=$C$8,TRANSPOSE(_xlfn._xlws.FILTER(Daten!$D$159:$D$274,(Daten!$A$159:$A$274=GTel!D59)*(Daten!$B$159:$B$274=GTel!C59))),\"\"))),\"\")","v":""}]
[{"$nulls":13},{"$f":"IFERROR(IF(C60=$C$6,_xlfn.XLOOKUP(GTel!F60,Daten!$F$157:$I$157,_xlfn.XLOOKUP(GTel!C60&GTel!D60&GTel!E60,Daten!$B$159:$B$274&Daten!$A$159:$A$274&Daten!$C$159:$C$274,Daten!$F$159:$I$274)),\nIF(C60=$C$7,_xlfn.XLOOKUP(GTel!C60&GTel!D60&GTel!E60,Daten!$B$159:$B$274&Daten!$A$159:$A$274&Daten!$D$159:$D$274,Daten!$K$159:$K$274)*I60*_xlfn.XLOOKUP(G60,Daten!$M$157:$O$157,_xlfn.XLOOKUP(GTel!C60&GTel!D60&GTel!E60,Daten!$B$159:$B$274&Daten!$A$159:$A$274&Daten!$D$159:$D$274,Daten!$M$159:$O$274))*_xlfn.XLOOKUP(F60,Daten!$V$157:$Y$157,_xlfn.XLOOKUP(GTel!C60&GTel!D60&GTel!E60,Daten!$B$159:$B$274&Daten!$A$159:$A$274&Daten!$D$159:$D$274,Daten!$V$159:$Y$274)),\nIF(C60=$C$8,_xlfn.XLOOKUP(GTel!C60&GTel!D60&GTel!E60,Daten!$B$159:$B$274&Daten!$A$159:$A$274&Daten!$D$159:$D$274,Daten!$K$159:$K$274)*I60*_xlfn.XLOOKUP(G60,Daten!$M$157:$O$157,_xlfn.XLOOKUP(GTel!C60&GTel!D60&GTel!E60,Daten!$B$159:$B$274&Daten!$A$159:$A$274&Daten!$D$159:$D$274,Daten!$M$159:$O$274))*_xlfn.XLOOKUP(H60,Daten!$Q$157:$T$157,_xlfn.XLOOKUP(GTel!C60&GTel!D60&GTel!E60,Daten!$B$159:$B$274&Daten!$A$159:$A$274&Daten!$D$159:$D$274,Daten!$Q$159:$T$274)),\nIF(C60=$C$9,J60*K60*L60,\n\"\")))),0)","v":""},{"$f":"IFERROR(\nIF(C60=$C$6,TRANSPOSE(_xlfn._xlws.FILTER(Daten!$C$159:$C$274,(Daten!$A$159:$A$274=GTel!D60)*(Daten!$B$159:$B$274=GTel!C60))),\nIF(C60=$C$7,TRANSPOSE(_xlfn._xlws.FILTER(Daten!$D$159:$D$274,(Daten!$A$159:$A$274=GTel!D60)*(Daten!$B$159:$B$274=GTel!C60))),\nIF(C60=$C$8,TRANSPOSE(_xlfn._xlws.FILTER(Daten!$D$159:$D$274,(Daten!$A$159:$A$274=GTel!D60)*(Daten!$B$159:$B$274=GTel!C60))),\"\"))),\"\")","v":""}]
[{"$nulls":13},{"$f":"IFERROR(IF(C61=$C$6,_xlfn.XLOOKUP(GTel!F61,Daten!$F$157:$I$157,_xlfn.XLOOKUP(GTel!C61&GTel!D61&GTel!E61,Daten!$B$159:$B$274&Daten!$A$159:$A$274&Daten!$C$159:$C$274,Daten!$F$159:$I$274)),\nIF(C61=$C$7,_xlfn.XLOOKUP(GTel!C61&GTel!D61&GTel!E61,Daten!$B$159:$B$274&Daten!$A$159:$A$274&Daten!$D$159:$D$274,Daten!$K$159:$K$274)*I61*_xlfn.XLOOKUP(G61,Daten!$M$157:$O$157,_xlfn.XLOOKUP(GTel!C61&GTel!D61&GTel!E61,Daten!$B$159:$B$274&Daten!$A$159:$A$274&Daten!$D$159:$D$274,Daten!$M$159:$O$274))*_xlfn.XLOOKUP(F61,Daten!$V$157:$Y$157,_xlfn.XLOOKUP(GTel!C61&GTel!D61&GTel!E61,Daten!$B$159:$B$274&Daten!$A$159:$A$274&Daten!$D$159:$D$274,Daten!$V$159:$Y$274)),\nIF(C61=$C$8,_xlfn.XLOOKUP(GTel!C61&GTel!D61&GTel!E61,Daten!$B$159:$B$274&Daten!$A$159:$A$274&Daten!$D$159:$D$274,Daten!$K$159:$K$274)*I61*_xlfn.XLOOKUP(G61,Daten!$M$157:$O$157,_xlfn.XLOOKUP(GTel!C61&GTel!D61&GTel!E61,Daten!$B$159:$B$274&Daten!$A$159:$A$274&Daten!$D$159:$D$274,Daten!$M$159:$O$274))*_xlfn.XLOOKUP(H61,Daten!$Q$157:$T$157,_xlfn.XLOOKUP(GTel!C61&GTel!D61&GTel!E61,Daten!$B$159:$B$274&Daten!$A$159:$A$274&Daten!$D$159:$D$274,Daten!$Q$159:$T$274)),\nIF(C61=$C$9,J61*K61*L61,\n\"\")))),0)","v":""},{"$f":"IFERROR(\nIF(C61=$C$6,TRANSPOSE(_xlfn._xlws.FILTER(Daten!$C$159:$C$274,(Daten!$A$159:$A$274=GTel!D61)*(Daten!$B$159:$B$274=GTel!C61))),\nIF(C61=$C$7,TRANSPOSE(_xlfn._xlws.FILTER(Daten!$D$159:$D$274,(Daten!$A$159:$A$274=GTel!D61)*(Daten!$B$159:$B$274=GTel!C61))),\nIF(C61=$C$8,TRANSPOSE(_xlfn._xlws.FILTER(Daten!$D$159:$D$274,(Daten!$A$159:$A$274=GTel!D61)*(Daten!$B$159:$B$274=GTel!C61))),\"\"))),\"\")","v":""}]
[{"$nulls":13},{"$f":"IFERROR(IF(C62=$C$6,_xlfn.XLOOKUP(GTel!F62,Daten!$F$157:$I$157,_xlfn.XLOOKUP(GTel!C62&GTel!D62&GTel!E62,Daten!$B$159:$B$274&Daten!$A$159:$A$274&Daten!$C$159:$C$274,Daten!$F$159:$I$274)),\nIF(C62=$C$7,_xlfn.XLOOKUP(GTel!C62&GTel!D62&GTel!E62,Daten!$B$159:$B$274&Daten!$A$159:$A$274&Daten!$D$159:$D$274,Daten!$K$159:$K$274)*I62*_xlfn.XLOOKUP(G62,Daten!$M$157:$O$157,_xlfn.XLOOKUP(GTel!C62&GTel!D62&GTel!E62,Daten!$B$159:$B$274&Daten!$A$159:$A$274&Daten!$D$159:$D$274,Daten!$M$159:$O$274))*_xlfn.XLOOKUP(F62,Daten!$V$157:$Y$157,_xlfn.XLOOKUP(GTel!C62&GTel!D62&GTel!E62,Daten!$B$159:$B$274&Daten!$A$159:$A$274&Daten!$D$159:$D$274,Daten!$V$159:$Y$274)),\nIF(C62=$C$8,_xlfn.XLOOKUP(GTel!C62&GTel!D62&GTel!E62,Daten!$B$159:$B$274&Daten!$A$159:$A$274&Daten!$D$159:$D$274,Daten!$K$159:$K$274)*I62*_xlfn.XLOOKUP(G62,Daten!$M$157:$O$157,_xlfn.XLOOKUP(GTel!C62&GTel!D62&GTel!E62,Daten!$B$159:$B$274&Daten!$A$159:$A$274&Daten!$D$159:$D$274,Daten!$M$159:$O$274))*_xlfn.XLOOKUP(H62,Daten!$Q$157:$T$157,_xlfn.XLOOKUP(GTel!C62&GTel!D62&GTel!E62,Daten!$B$159:$B$274&Daten!$A$159:$A$274&Daten!$D$159:$D$274,Daten!$Q$159:$T$274)),\nIF(C62=$C$9,J62*K62*L62,\n\"\")))),0)","v":""},{"$f":"IFERROR(\nIF(C62=$C$6,TRANSPOSE(_xlfn._xlws.FILTER(Daten!$C$159:$C$274,(Daten!$A$159:$A$274=GTel!D62)*(Daten!$B$159:$B$274=GTel!C62))),\nIF(C62=$C$7,TRANSPOSE(_xlfn._xlws.FILTER(Daten!$D$159:$D$274,(Daten!$A$159:$A$274=GTel!D62)*(Daten!$B$159:$B$274=GTel!C62))),\nIF(C62=$C$8,TRANSPOSE(_xlfn._xlws.FILTER(Daten!$D$159:$D$274,(Daten!$A$159:$A$274=GTel!D62)*(Daten!$B$159:$B$274=GTel!C62))),\"\"))),\"\")","v":""}]
[{"$nulls":13},{"$f":"IFERROR(IF(C63=$C$6,_xlfn.XLOOKUP(GTel!F63,Daten!$F$157:$I$157,_xlfn.XLOOKUP(GTel!C63&GTel!D63&GTel!E63,Daten!$B$159:$B$274&Daten!$A$159:$A$274&Daten!$C$159:$C$274,Daten!$F$159:$I$274)),\nIF(C63=$C$7,_xlfn.XLOOKUP(GTel!C63&GTel!D63&GTel!E63,Daten!$B$159:$B$274&Daten!$A$159:$A$274&Daten!$D$159:$D$274,Daten!$K$159:$K$274)*I63*_xlfn.XLOOKUP(G63,Daten!$M$157:$O$157,_xlfn.XLOOKUP(GTel!C63&GTel!D63&GTel!E63,Daten!$B$159:$B$274&Daten!$A$159:$A$274&Daten!$D$159:$D$274,Daten!$M$159:$O$274))*_xlfn.XLOOKUP(F63,Daten!$V$157:$Y$157,_xlfn.XLOOKUP(GTel!C63&GTel!D63&GTel!E63,Daten!$B$159:$B$274&Daten!$A$159:$A$274&Daten!$D$159:$D$274,Daten!$V$159:$Y$274)),\nIF(C63=$C$8,_xlfn.XLOOKUP(GTel!C63&GTel!D63&GTel!E63,Daten!$B$159:$B$274&Daten!$A$159:$A$274&Daten!$D$159:$D$274,Daten!$K$159:$K$274)*I63*_xlfn.XLOOKUP(G63,Daten!$M$157:$O$157,_xlfn.XLOOKUP(GTel!C63&GTel!D63&GTel!E63,Daten!$B$159:$B$274&Daten!$A$159:$A$274&Daten!$D$159:$D$274,Daten!$M$159:$O$274))*_xlfn.XLOOKUP(H63,Daten!$Q$157:$T$157,_xlfn.XLOOKUP(GTel!C63&GTel!D63&GTel!E63,Daten!$B$159:$B$274&Daten!$A$159:$A$274&Daten!$D$159:$D$274,Daten!$Q$159:$T$274)),\nIF(C63=$C$9,J63*K63*L63,\n\"\")))),0)","v":""},{"$f":"IFERROR(\nIF(C63=$C$6,TRANSPOSE(_xlfn._xlws.FILTER(Daten!$C$159:$C$274,(Daten!$A$159:$A$274=GTel!D63)*(Daten!$B$159:$B$274=GTel!C63))),\nIF(C63=$C$7,TRANSPOSE(_xlfn._xlws.FILTER(Daten!$D$159:$D$274,(Daten!$A$159:$A$274=GTel!D63)*(Daten!$B$159:$B$274=GTel!C63))),\nIF(C63=$C$8,TRANSPOSE(_xlfn._xlws.FILTER(Daten!$D$159:$D$274,(Daten!$A$159:$A$274=GTel!D63)*(Daten!$B$159:$B$274=GTel!C63))),\"\"))),\"\")","v":""}]
[{"$nulls":13},{"$f":"IFERROR(IF(C64=$C$6,_xlfn.XLOOKUP(GTel!F64,Daten!$F$157:$I$157,_xlfn.XLOOKUP(GTel!C64&GTel!D64&GTel!E64,Daten!$B$159:$B$274&Daten!$A$159:$A$274&Daten!$C$159:$C$274,Daten!$F$159:$I$274)),\nIF(C64=$C$7,_xlfn.XLOOKUP(GTel!C64&GTel!D64&GTel!E64,Daten!$B$159:$B$274&Daten!$A$159:$A$274&Daten!$D$159:$D$274,Daten!$K$159:$K$274)*I64*_xlfn.XLOOKUP(G64,Daten!$M$157:$O$157,_xlfn.XLOOKUP(GTel!C64&GTel!D64&GTel!E64,Daten!$B$159:$B$274&Daten!$A$159:$A$274&Daten!$D$159:$D$274,Daten!$M$159:$O$274))*_xlfn.XLOOKUP(F64,Daten!$V$157:$Y$157,_xlfn.XLOOKUP(GTel!C64&GTel!D64&GTel!E64,Daten!$B$159:$B$274&Daten!$A$159:$A$274&Daten!$D$159:$D$274,Daten!$V$159:$Y$274)),\nIF(C64=$C$8,_xlfn.XLOOKUP(GTel!C64&GTel!D64&GTel!E64,Daten!$B$159:$B$274&Daten!$A$159:$A$274&Daten!$D$159:$D$274,Daten!$K$159:$K$274)*I64*_xlfn.XLOOKUP(G64,Daten!$M$157:$O$157,_xlfn.XLOOKUP(GTel!C64&GTel!D64&GTel!E64,Daten!$B$159:$B$274&Daten!$A$159:$A$274&Daten!$D$159:$D$274,Daten!$M$159:$O$274))*_xlfn.XLOOKUP(H64,Daten!$Q$157:$T$157,_xlfn.XLOOKUP(GTel!C64&GTel!D64&GTel!E64,Daten!$B$159:$B$274&Daten!$A$159:$A$274&Daten!$D$159:$D$274,Daten!$Q$159:$T$274)),\nIF(C64=$C$9,J64*K64*L64,\n\"\")))),0)","v":""},{"$f":"IFERROR(\nIF(C64=$C$6,TRANSPOSE(_xlfn._xlws.FILTER(Daten!$C$159:$C$274,(Daten!$A$159:$A$274=GTel!D64)*(Daten!$B$159:$B$274=GTel!C64))),\nIF(C64=$C$7,TRANSPOSE(_xlfn._xlws.FILTER(Daten!$D$159:$D$274,(Daten!$A$159:$A$274=GTel!D64)*(Daten!$B$159:$B$274=GTel!C64))),\nIF(C64=$C$8,TRANSPOSE(_xlfn._xlws.FILTER(Daten!$D$159:$D$274,(Daten!$A$159:$A$274=GTel!D64)*(Daten!$B$159:$B$274=GTel!C64))),\"\"))),\"\")","v":""}]
[{"$nulls":13},{"$f":"IFERROR(IF(C65=$C$6,_xlfn.XLOOKUP(GTel!F65,Daten!$F$157:$I$157,_xlfn.XLOOKUP(GTel!C65&GTel!D65&GTel!E65,Daten!$B$159:$B$274&Daten!$A$159:$A$274&Daten!$C$159:$C$274,Daten!$F$159:$I$274)),\nIF(C65=$C$7,_xlfn.XLOOKUP(GTel!C65&GTel!D65&GTel!E65,Daten!$B$159:$B$274&Daten!$A$159:$A$274&Daten!$D$159:$D$274,Daten!$K$159:$K$274)*I65*_xlfn.XLOOKUP(G65,Daten!$M$157:$O$157,_xlfn.XLOOKUP(GTel!C65&GTel!D65&GTel!E65,Daten!$B$159:$B$274&Daten!$A$159:$A$274&Daten!$D$159:$D$274,Daten!$M$159:$O$274))*_xlfn.XLOOKUP(F65,Daten!$V$157:$Y$157,_xlfn.XLOOKUP(GTel!C65&GTel!D65&GTel!E65,Daten!$B$159:$B$274&Daten!$A$159:$A$274&Daten!$D$159:$D$274,Daten!$V$159:$Y$274)),\nIF(C65=$C$8,_xlfn.XLOOKUP(GTel!C65&GTel!D65&GTel!E65,Daten!$B$159:$B$274&Daten!$A$159:$A$274&Daten!$D$159:$D$274,Daten!$K$159:$K$274)*I65*_xlfn.XLOOKUP(G65,Daten!$M$157:$O$157,_xlfn.XLOOKUP(GTel!C65&GTel!D65&GTel!E65,Daten!$B$159:$B$274&Daten!$A$159:$A$274&Daten!$D$159:$D$274,Daten!$M$159:$O$274))*_xlfn.XLOOKUP(H65,Daten!$Q$157:$T$157,_xlfn.XLOOKUP(GTel!C65&GTel!D65&GTel!E65,Daten!$B$159:$B$274&Daten!$A$159:$A$274&Daten!$D$159:$D$274,Daten!$Q$159:$T$274)),\nIF(C65=$C$9,J65*K65*L65,\n\"\")))),0)","v":""},{"$f":"IFERROR(\nIF(C65=$C$6,TRANSPOSE(_xlfn._xlws.FILTER(Daten!$C$159:$C$274,(Daten!$A$159:$A$274=GTel!D65)*(Daten!$B$159:$B$274=GTel!C65))),\nIF(C65=$C$7,TRANSPOSE(_xlfn._xlws.FILTER(Daten!$D$159:$D$274,(Daten!$A$159:$A$274=GTel!D65)*(Daten!$B$159:$B$274=GTel!C65))),\nIF(C65=$C$8,TRANSPOSE(_xlfn._xlws.FILTER(Daten!$D$159:$D$274,(Daten!$A$159:$A$274=GTel!D65)*(Daten!$B$159:$B$274=GTel!C65))),\"\"))),\"\")","v":""}]
[{"$nulls":13},{"$f":"IFERROR(IF(C66=$C$6,_xlfn.XLOOKUP(GTel!F66,Daten!$F$157:$I$157,_xlfn.XLOOKUP(GTel!C66&GTel!D66&GTel!E66,Daten!$B$159:$B$274&Daten!$A$159:$A$274&Daten!$C$159:$C$274,Daten!$F$159:$I$274)),\nIF(C66=$C$7,_xlfn.XLOOKUP(GTel!C66&GTel!D66&GTel!E66,Daten!$B$159:$B$274&Daten!$A$159:$A$274&Daten!$D$159:$D$274,Daten!$K$159:$K$274)*I66*_xlfn.XLOOKUP(G66,Daten!$M$157:$O$157,_xlfn.XLOOKUP(GTel!C66&GTel!D66&GTel!E66,Daten!$B$159:$B$274&Daten!$A$159:$A$274&Daten!$D$159:$D$274,Daten!$M$159:$O$274))*_xlfn.XLOOKUP(F66,Daten!$V$157:$Y$157,_xlfn.XLOOKUP(GTel!C66&GTel!D66&GTel!E66,Daten!$B$159:$B$274&Daten!$A$159:$A$274&Daten!$D$159:$D$274,Daten!$V$159:$Y$274)),\nIF(C66=$C$8,_xlfn.XLOOKUP(GTel!C66&GTel!D66&GTel!E66,Daten!$B$159:$B$274&Daten!$A$159:$A$274&Daten!$D$159:$D$274,Daten!$K$159:$K$274)*I66*_xlfn.XLOOKUP(G66,Daten!$M$157:$O$157,_xlfn.XLOOKUP(GTel!C66&GTel!D66&GTel!E66,Daten!$B$159:$B$274&Daten!$A$159:$A$274&Daten!$D$159:$D$274,Daten!$M$159:$O$274))*_xlfn.XLOOKUP(H66,Daten!$Q$157:$T$157,_xlfn.XLOOKUP(GTel!C66&GTel!D66&GTel!E66,Daten!$B$159:$B$274&Daten!$A$159:$A$274&Daten!$D$159:$D$274,Daten!$Q$159:$T$274)),\nIF(C66=$C$9,J66*K66*L66,\n\"\")))),0)","v":""},{"$f":"IFERROR(\nIF(C66=$C$6,TRANSPOSE(_xlfn._xlws.FILTER(Daten!$C$159:$C$274,(Daten!$A$159:$A$274=GTel!D66)*(Daten!$B$159:$B$274=GTel!C66))),\nIF(C66=$C$7,TRANSPOSE(_xlfn._xlws.FILTER(Daten!$D$159:$D$274,(Daten!$A$159:$A$274=GTel!D66)*(Daten!$B$159:$B$274=GTel!C66))),\nIF(C66=$C$8,TRANSPOSE(_xlfn._xlws.FILTER(Daten!$D$159:$D$274,(Daten!$A$159:$A$274=GTel!D66)*(Daten!$B$159:$B$274=GTel!C66))),\"\"))),\"\")","v":""}]
[{"$nulls":13},{"$f":"IFERROR(IF(C67=$C$6,_xlfn.XLOOKUP(GTel!F67,Daten!$F$157:$I$157,_xlfn.XLOOKUP(GTel!C67&GTel!D67&GTel!E67,Daten!$B$159:$B$274&Daten!$A$159:$A$274&Daten!$C$159:$C$274,Daten!$F$159:$I$274)),\nIF(C67=$C$7,_xlfn.XLOOKUP(GTel!C67&GTel!D67&GTel!E67,Daten!$B$159:$B$274&Daten!$A$159:$A$274&Daten!$D$159:$D$274,Daten!$K$159:$K$274)*I67*_xlfn.XLOOKUP(G67,Daten!$M$157:$O$157,_xlfn.XLOOKUP(GTel!C67&GTel!D67&GTel!E67,Daten!$B$159:$B$274&Daten!$A$159:$A$274&Daten!$D$159:$D$274,Daten!$M$159:$O$274))*_xlfn.XLOOKUP(F67,Daten!$V$157:$Y$157,_xlfn.XLOOKUP(GTel!C67&GTel!D67&GTel!E67,Daten!$B$159:$B$274&Daten!$A$159:$A$274&Daten!$D$159:$D$274,Daten!$V$159:$Y$274)),\nIF(C67=$C$8,_xlfn.XLOOKUP(GTel!C67&GTel!D67&GTel!E67,Daten!$B$159:$B$274&Daten!$A$159:$A$274&Daten!$D$159:$D$274,Daten!$K$159:$K$274)*I67*_xlfn.XLOOKUP(G67,Daten!$M$157:$O$157,_xlfn.XLOOKUP(GTel!C67&GTel!D67&GTel!E67,Daten!$B$159:$B$274&Daten!$A$159:$A$274&Daten!$D$159:$D$274,Daten!$M$159:$O$274))*_xlfn.XLOOKUP(H67,Daten!$Q$157:$T$157,_xlfn.XLOOKUP(GTel!C67&GTel!D67&GTel!E67,Daten!$B$159:$B$274&Daten!$A$159:$A$274&Daten!$D$159:$D$274,Daten!$Q$159:$T$274)),\nIF(C67=$C$9,J67*K67*L67,\n\"\")))),0)","v":""},{"$f":"IFERROR(\nIF(C67=$C$6,TRANSPOSE(_xlfn._xlws.FILTER(Daten!$C$159:$C$274,(Daten!$A$159:$A$274=GTel!D67)*(Daten!$B$159:$B$274=GTel!C67))),\nIF(C67=$C$7,TRANSPOSE(_xlfn._xlws.FILTER(Daten!$D$159:$D$274,(Daten!$A$159:$A$274=GTel!D67)*(Daten!$B$159:$B$274=GTel!C67))),\nIF(C67=$C$8,TRANSPOSE(_xlfn._xlws.FILTER(Daten!$D$159:$D$274,(Daten!$A$159:$A$274=GTel!D67)*(Daten!$B$159:$B$274=GTel!C67))),\"\"))),\"\")","v":""}]
[{"$nulls":13},{"$f":"IFERROR(IF(C68=$C$6,_xlfn.XLOOKUP(GTel!F68,Daten!$F$157:$I$157,_xlfn.XLOOKUP(GTel!C68&GTel!D68&GTel!E68,Daten!$B$159:$B$274&Daten!$A$159:$A$274&Daten!$C$159:$C$274,Daten!$F$159:$I$274)),\nIF(C68=$C$7,_xlfn.XLOOKUP(GTel!C68&GTel!D68&GTel!E68,Daten!$B$159:$B$274&Daten!$A$159:$A$274&Daten!$D$159:$D$274,Daten!$K$159:$K$274)*I68*_xlfn.XLOOKUP(G68,Daten!$M$157:$O$157,_xlfn.XLOOKUP(GTel!C68&GTel!D68&GTel!E68,Daten!$B$159:$B$274&Daten!$A$159:$A$274&Daten!$D$159:$D$274,Daten!$M$159:$O$274))*_xlfn.XLOOKUP(F68,Daten!$V$157:$Y$157,_xlfn.XLOOKUP(GTel!C68&GTel!D68&GTel!E68,Daten!$B$159:$B$274&Daten!$A$159:$A$274&Daten!$D$159:$D$274,Daten!$V$159:$Y$274)),\nIF(C68=$C$8,_xlfn.XLOOKUP(GTel!C68&GTel!D68&GTel!E68,Daten!$B$159:$B$274&Daten!$A$159:$A$274&Daten!$D$159:$D$274,Daten!$K$159:$K$274)*I68*_xlfn.XLOOKUP(G68,Daten!$M$157:$O$157,_xlfn.XLOOKUP(GTel!C68&GTel!D68&GTel!E68,Daten!$B$159:$B$274&Daten!$A$159:$A$274&Daten!$D$159:$D$274,Daten!$M$159:$O$274))*_xlfn.XLOOKUP(H68,Daten!$Q$157:$T$157,_xlfn.XLOOKUP(GTel!C68&GTel!D68&GTel!E68,Daten!$B$159:$B$274&Daten!$A$159:$A$274&Daten!$D$159:$D$274,Daten!$Q$159:$T$274)),\nIF(C68=$C$9,J68*K68*L68,\n\"\")))),0)","v":""},{"$f":"IFERROR(\nIF(C68=$C$6,TRANSPOSE(_xlfn._xlws.FILTER(Daten!$C$159:$C$274,(Daten!$A$159:$A$274=GTel!D68)*(Daten!$B$159:$B$274=GTel!C68))),\nIF(C68=$C$7,TRANSPOSE(_xlfn._xlws.FILTER(Daten!$D$159:$D$274,(Daten!$A$159:$A$274=GTel!D68)*(Daten!$B$159:$B$274=GTel!C68))),\nIF(C68=$C$8,TRANSPOSE(_xlfn._xlws.FILTER(Daten!$D$159:$D$274,(Daten!$A$159:$A$274=GTel!D68)*(Daten!$B$159:$B$274=GTel!C68))),\"\"))),\"\")","v":""}]
[{"$nulls":13},{"$f":"IFERROR(IF(C69=$C$6,_xlfn.XLOOKUP(GTel!F69,Daten!$F$157:$I$157,_xlfn.XLOOKUP(GTel!C69&GTel!D69&GTel!E69,Daten!$B$159:$B$274&Daten!$A$159:$A$274&Daten!$C$159:$C$274,Daten!$F$159:$I$274)),\nIF(C69=$C$7,_xlfn.XLOOKUP(GTel!C69&GTel!D69&GTel!E69,Daten!$B$159:$B$274&Daten!$A$159:$A$274&Daten!$D$159:$D$274,Daten!$K$159:$K$274)*I69*_xlfn.XLOOKUP(G69,Daten!$M$157:$O$157,_xlfn.XLOOKUP(GTel!C69&GTel!D69&GTel!E69,Daten!$B$159:$B$274&Daten!$A$159:$A$274&Daten!$D$159:$D$274,Daten!$M$159:$O$274))*_xlfn.XLOOKUP(F69,Daten!$V$157:$Y$157,_xlfn.XLOOKUP(GTel!C69&GTel!D69&GTel!E69,Daten!$B$159:$B$274&Daten!$A$159:$A$274&Daten!$D$159:$D$274,Daten!$V$159:$Y$274)),\nIF(C69=$C$8,_xlfn.XLOOKUP(GTel!C69&GTel!D69&GTel!E69,Daten!$B$159:$B$274&Daten!$A$159:$A$274&Daten!$D$159:$D$274,Daten!$K$159:$K$274)*I69*_xlfn.XLOOKUP(G69,Daten!$M$157:$O$157,_xlfn.XLOOKUP(GTel!C69&GTel!D69&GTel!E69,Daten!$B$159:$B$274&Daten!$A$159:$A$274&Daten!$D$159:$D$274,Daten!$M$159:$O$274))*_xlfn.XLOOKUP(H69,Daten!$Q$157:$T$157,_xlfn.XLOOKUP(GTel!C69&GTel!D69&GTel!E69,Daten!$B$159:$B$274&Daten!$A$159:$A$274&Daten!$D$159:$D$274,Daten!$Q$159:$T$274)),\nIF(C69=$C$9,J69*K69*L69,\n\"\")))),0)","v":""},{"$f":"IFERROR(\nIF(C69=$C$6,TRANSPOSE(_xlfn._xlws.FILTER(Daten!$C$159:$C$274,(Daten!$A$159:$A$274=GTel!D69)*(Daten!$B$159:$B$274=GTel!C69))),\nIF(C69=$C$7,TRANSPOSE(_xlfn._xlws.FILTER(Daten!$D$159:$D$274,(Daten!$A$159:$A$274=GTel!D69)*(Daten!$B$159:$B$274=GTel!C69))),\nIF(C69=$C$8,TRANSPOSE(_xlfn._xlws.FILTER(Daten!$D$159:$D$274,(Daten!$A$159:$A$274=GTel!D69)*(Daten!$B$159:$B$274=GTel!C69))),\"\"))),\"\")","v":""}]
[{"$nulls":13},{"$f":"IFERROR(IF(C70=$C$6,_xlfn.XLOOKUP(GTel!F70,Daten!$F$157:$I$157,_xlfn.XLOOKUP(GTel!C70&GTel!D70&GTel!E70,Daten!$B$159:$B$274&Daten!$A$159:$A$274&Daten!$C$159:$C$274,Daten!$F$159:$I$274)),\nIF(C70=$C$7,_xlfn.XLOOKUP(GTel!C70&GTel!D70&GTel!E70,Daten!$B$159:$B$274&Daten!$A$159:$A$274&Daten!$D$159:$D$274,Daten!$K$159:$K$274)*I70*_xlfn.XLOOKUP(G70,Daten!$M$157:$O$157,_xlfn.XLOOKUP(GTel!C70&GTel!D70&GTel!E70,Daten!$B$159:$B$274&Daten!$A$159:$A$274&Daten!$D$159:$D$274,Daten!$M$159:$O$274))*_xlfn.XLOOKUP(F70,Daten!$V$157:$Y$157,_xlfn.XLOOKUP(GTel!C70&GTel!D70&GTel!E70,Daten!$B$159:$B$274&Daten!$A$159:$A$274&Daten!$D$159:$D$274,Daten!$V$159:$Y$274)),\nIF(C70=$C$8,_xlfn.XLOOKUP(GTel!C70&GTel!D70&GTel!E70,Daten!$B$159:$B$274&Daten!$A$159:$A$274&Daten!$D$159:$D$274,Daten!$K$159:$K$274)*I70*_xlfn.XLOOKUP(G70,Daten!$M$157:$O$157,_xlfn.XLOOKUP(GTel!C70&GTel!D70&GTel!E70,Daten!$B$159:$B$274&Daten!$A$159:$A$274&Daten!$D$159:$D$274,Daten!$M$159:$O$274))*_xlfn.XLOOKUP(H70,Daten!$Q$157:$T$157,_xlfn.XLOOKUP(GTel!C70&GTel!D70&GTel!E70,Daten!$B$159:$B$274&Daten!$A$159:$A$274&Daten!$D$159:$D$274,Daten!$Q$159:$T$274)),\nIF(C70=$C$9,J70*K70*L70,\n\"\")))),0)","v":""},{"$f":"IFERROR(\nIF(C70=$C$6,TRANSPOSE(_xlfn._xlws.FILTER(Daten!$C$159:$C$274,(Daten!$A$159:$A$274=GTel!D70)*(Daten!$B$159:$B$274=GTel!C70))),\nIF(C70=$C$7,TRANSPOSE(_xlfn._xlws.FILTER(Daten!$D$159:$D$274,(Daten!$A$159:$A$274=GTel!D70)*(Daten!$B$159:$B$274=GTel!C70))),\nIF(C70=$C$8,TRANSPOSE(_xlfn._xlws.FILTER(Daten!$D$159:$D$274,(Daten!$A$159:$A$274=GTel!D70)*(Daten!$B$159:$B$274=GTel!C70))),\"\"))),\"\")","v":""}]
[{"$nulls":13},{"$f":"IFERROR(IF(C71=$C$6,_xlfn.XLOOKUP(GTel!F71,Daten!$F$157:$I$157,_xlfn.XLOOKUP(GTel!C71&GTel!D71&GTel!E71,Daten!$B$159:$B$274&Daten!$A$159:$A$274&Daten!$C$159:$C$274,Daten!$F$159:$I$274)),\nIF(C71=$C$7,_xlfn.XLOOKUP(GTel!C71&GTel!D71&GTel!E71,Daten!$B$159:$B$274&Daten!$A$159:$A$274&Daten!$D$159:$D$274,Daten!$K$159:$K$274)*I71*_xlfn.XLOOKUP(G71,Daten!$M$157:$O$157,_xlfn.XLOOKUP(GTel!C71&GTel!D71&GTel!E71,Daten!$B$159:$B$274&Daten!$A$159:$A$274&Daten!$D$159:$D$274,Daten!$M$159:$O$274))*_xlfn.XLOOKUP(F71,Daten!$V$157:$Y$157,_xlfn.XLOOKUP(GTel!C71&GTel!D71&GTel!E71,Daten!$B$159:$B$274&Daten!$A$159:$A$274&Daten!$D$159:$D$274,Daten!$V$159:$Y$274)),\nIF(C71=$C$8,_xlfn.XLOOKUP(GTel!C71&GTel!D71&GTel!E71,Daten!$B$159:$B$274&Daten!$A$159:$A$274&Daten!$D$159:$D$274,Daten!$K$159:$K$274)*I71*_xlfn.XLOOKUP(G71,Daten!$M$157:$O$157,_xlfn.XLOOKUP(GTel!C71&GTel!D71&GTel!E71,Daten!$B$159:$B$274&Daten!$A$159:$A$274&Daten!$D$159:$D$274,Daten!$M$159:$O$274))*_xlfn.XLOOKUP(H71,Daten!$Q$157:$T$157,_xlfn.XLOOKUP(GTel!C71&GTel!D71&GTel!E71,Daten!$B$159:$B$274&Daten!$A$159:$A$274&Daten!$D$159:$D$274,Daten!$Q$159:$T$274)),\nIF(C71=$C$9,J71*K71*L71,\n\"\")))),0)","v":""},{"$f":"IFERROR(\nIF(C71=$C$6,TRANSPOSE(_xlfn._xlws.FILTER(Daten!$C$159:$C$274,(Daten!$A$159:$A$274=GTel!D71)*(Daten!$B$159:$B$274=GTel!C71))),\nIF(C71=$C$7,TRANSPOSE(_xlfn._xlws.FILTER(Daten!$D$159:$D$274,(Daten!$A$159:$A$274=GTel!D71)*(Daten!$B$159:$B$274=GTel!C71))),\nIF(C71=$C$8,TRANSPOSE(_xlfn._xlws.FILTER(Daten!$D$159:$D$274,(Daten!$A$159:$A$274=GTel!D71)*(Daten!$B$159:$B$274=GTel!C71))),\"\"))),\"\")","v":""}]
[{"$nulls":13},{"$f":"IFERROR(IF(C72=$C$6,_xlfn.XLOOKUP(GTel!F72,Daten!$F$157:$I$157,_xlfn.XLOOKUP(GTel!C72&GTel!D72&GTel!E72,Daten!$B$159:$B$274&Daten!$A$159:$A$274&Daten!$C$159:$C$274,Daten!$F$159:$I$274)),\nIF(C72=$C$7,_xlfn.XLOOKUP(GTel!C72&GTel!D72&GTel!E72,Daten!$B$159:$B$274&Daten!$A$159:$A$274&Daten!$D$159:$D$274,Daten!$K$159:$K$274)*I72*_xlfn.XLOOKUP(G72,Daten!$M$157:$O$157,_xlfn.XLOOKUP(GTel!C72&GTel!D72&GTel!E72,Daten!$B$159:$B$274&Daten!$A$159:$A$274&Daten!$D$159:$D$274,Daten!$M$159:$O$274))*_xlfn.XLOOKUP(F72,Daten!$V$157:$Y$157,_xlfn.XLOOKUP(GTel!C72&GTel!D72&GTel!E72,Daten!$B$159:$B$274&Daten!$A$159:$A$274&Daten!$D$159:$D$274,Daten!$V$159:$Y$274)),\nIF(C72=$C$8,_xlfn.XLOOKUP(GTel!C72&GTel!D72&GTel!E72,Daten!$B$159:$B$274&Daten!$A$159:$A$274&Daten!$D$159:$D$274,Daten!$K$159:$K$274)*I72*_xlfn.XLOOKUP(G72,Daten!$M$157:$O$157,_xlfn.XLOOKUP(GTel!C72&GTel!D72&GTel!E72,Daten!$B$159:$B$274&Daten!$A$159:$A$274&Daten!$D$159:$D$274,Daten!$M$159:$O$274))*_xlfn.XLOOKUP(H72,Daten!$Q$157:$T$157,_xlfn.XLOOKUP(GTel!C72&GTel!D72&GTel!E72,Daten!$B$159:$B$274&Daten!$A$159:$A$274&Daten!$D$159:$D$274,Daten!$Q$159:$T$274)),\nIF(C72=$C$9,J72*K72*L72,\n\"\")))),0)","v":""},{"$f":"IFERROR(\nIF(C72=$C$6,TRANSPOSE(_xlfn._xlws.FILTER(Daten!$C$159:$C$274,(Daten!$A$159:$A$274=GTel!D72)*(Daten!$B$159:$B$274=GTel!C72))),\nIF(C72=$C$7,TRANSPOSE(_xlfn._xlws.FILTER(Daten!$D$159:$D$274,(Daten!$A$159:$A$274=GTel!D72)*(Daten!$B$159:$B$274=GTel!C72))),\nIF(C72=$C$8,TRANSPOSE(_xlfn._xlws.FILTER(Daten!$D$159:$D$274,(Daten!$A$159:$A$274=GTel!D72)*(Daten!$B$159:$B$274=GTel!C72))),\"\"))),\"\")","v":""}]
[{"$nulls":13},{"$f":"IFERROR(IF(C73=$C$6,_xlfn.XLOOKUP(GTel!F73,Daten!$F$157:$I$157,_xlfn.XLOOKUP(GTel!C73&GTel!D73&GTel!E73,Daten!$B$159:$B$274&Daten!$A$159:$A$274&Daten!$C$159:$C$274,Daten!$F$159:$I$274)),\nIF(C73=$C$7,_xlfn.XLOOKUP(GTel!C73&GTel!D73&GTel!E73,Daten!$B$159:$B$274&Daten!$A$159:$A$274&Daten!$D$159:$D$274,Daten!$K$159:$K$274)*I73*_xlfn.XLOOKUP(G73,Daten!$M$157:$O$157,_xlfn.XLOOKUP(GTel!C73&GTel!D73&GTel!E73,Daten!$B$159:$B$274&Daten!$A$159:$A$274&Daten!$D$159:$D$274,Daten!$M$159:$O$274))*_xlfn.XLOOKUP(F73,Daten!$V$157:$Y$157,_xlfn.XLOOKUP(GTel!C73&GTel!D73&GTel!E73,Daten!$B$159:$B$274&Daten!$A$159:$A$274&Daten!$D$159:$D$274,Daten!$V$159:$Y$274)),\nIF(C73=$C$8,_xlfn.XLOOKUP(GTel!C73&GTel!D73&GTel!E73,Daten!$B$159:$B$274&Daten!$A$159:$A$274&Daten!$D$159:$D$274,Daten!$K$159:$K$274)*I73*_xlfn.XLOOKUP(G73,Daten!$M$157:$O$157,_xlfn.XLOOKUP(GTel!C73&GTel!D73&GTel!E73,Daten!$B$159:$B$274&Daten!$A$159:$A$274&Daten!$D$159:$D$274,Daten!$M$159:$O$274))*_xlfn.XLOOKUP(H73,Daten!$Q$157:$T$157,_xlfn.XLOOKUP(GTel!C73&GTel!D73&GTel!E73,Daten!$B$159:$B$274&Daten!$A$159:$A$274&Daten!$D$159:$D$274,Daten!$Q$159:$T$274)),\nIF(C73=$C$9,J73*K73*L73,\n\"\")))),0)","v":""},{"$f":"IFERROR(\nIF(C73=$C$6,TRANSPOSE(_xlfn._xlws.FILTER(Daten!$C$159:$C$274,(Daten!$A$159:$A$274=GTel!D73)*(Daten!$B$159:$B$274=GTel!C73))),\nIF(C73=$C$7,TRANSPOSE(_xlfn._xlws.FILTER(Daten!$D$159:$D$274,(Daten!$A$159:$A$274=GTel!D73)*(Daten!$B$159:$B$274=GTel!C73))),\nIF(C73=$C$8,TRANSPOSE(_xlfn._xlws.FILTER(Daten!$D$159:$D$274,(Daten!$A$159:$A$274=GTel!D73)*(Daten!$B$159:$B$274=GTel!C73))),\"\"))),\"\")","v":""}]
[{"$nulls":13},{"$f":"IFERROR(IF(C74=$C$6,_xlfn.XLOOKUP(GTel!F74,Daten!$F$157:$I$157,_xlfn.XLOOKUP(GTel!C74&GTel!D74&GTel!E74,Daten!$B$159:$B$274&Daten!$A$159:$A$274&Daten!$C$159:$C$274,Daten!$F$159:$I$274)),\nIF(C74=$C$7,_xlfn.XLOOKUP(GTel!C74&GTel!D74&GTel!E74,Daten!$B$159:$B$274&Daten!$A$159:$A$274&Daten!$D$159:$D$274,Daten!$K$159:$K$274)*I74*_xlfn.XLOOKUP(G74,Daten!$M$157:$O$157,_xlfn.XLOOKUP(GTel!C74&GTel!D74&GTel!E74,Daten!$B$159:$B$274&Daten!$A$159:$A$274&Daten!$D$159:$D$274,Daten!$M$159:$O$274))*_xlfn.XLOOKUP(F74,Daten!$V$157:$Y$157,_xlfn.XLOOKUP(GTel!C74&GTel!D74&GTel!E74,Daten!$B$159:$B$274&Daten!$A$159:$A$274&Daten!$D$159:$D$274,Daten!$V$159:$Y$274)),\nIF(C74=$C$8,_xlfn.XLOOKUP(GTel!C74&GTel!D74&GTel!E74,Daten!$B$159:$B$274&Daten!$A$159:$A$274&Daten!$D$159:$D$274,Daten!$K$159:$K$274)*I74*_xlfn.XLOOKUP(G74,Daten!$M$157:$O$157,_xlfn.XLOOKUP(GTel!C74&GTel!D74&GTel!E74,Daten!$B$159:$B$274&Daten!$A$159:$A$274&Daten!$D$159:$D$274,Daten!$M$159:$O$274))*_xlfn.XLOOKUP(H74,Daten!$Q$157:$T$157,_xlfn.XLOOKUP(GTel!C74&GTel!D74&GTel!E74,Daten!$B$159:$B$274&Daten!$A$159:$A$274&Daten!$D$159:$D$274,Daten!$Q$159:$T$274)),\nIF(C74=$C$9,J74*K74*L74,\n\"\")))),0)","v":""},{"$f":"IFERROR(\nIF(C74=$C$6,TRANSPOSE(_xlfn._xlws.FILTER(Daten!$C$159:$C$274,(Daten!$A$159:$A$274=GTel!D74)*(Daten!$B$159:$B$274=GTel!C74))),\nIF(C74=$C$7,TRANSPOSE(_xlfn._xlws.FILTER(Daten!$D$159:$D$274,(Daten!$A$159:$A$274=GTel!D74)*(Daten!$B$159:$B$274=GTel!C74))),\nIF(C74=$C$8,TRANSPOSE(_xlfn._xlws.FILTER(Daten!$D$159:$D$274,(Daten!$A$159:$A$274=GTel!D74)*(Daten!$B$159:$B$274=GTel!C74))),\"\"))),\"\")","v":""}]
[{"$nulls":13},{"$f":"IFERROR(IF(C75=$C$6,_xlfn.XLOOKUP(GTel!F75,Daten!$F$157:$I$157,_xlfn.XLOOKUP(GTel!C75&GTel!D75&GTel!E75,Daten!$B$159:$B$274&Daten!$A$159:$A$274&Daten!$C$159:$C$274,Daten!$F$159:$I$274)),\nIF(C75=$C$7,_xlfn.XLOOKUP(GTel!C75&GTel!D75&GTel!E75,Daten!$B$159:$B$274&Daten!$A$159:$A$274&Daten!$D$159:$D$274,Daten!$K$159:$K$274)*I75*_xlfn.XLOOKUP(G75,Daten!$M$157:$O$157,_xlfn.XLOOKUP(GTel!C75&GTel!D75&GTel!E75,Daten!$B$159:$B$274&Daten!$A$159:$A$274&Daten!$D$159:$D$274,Daten!$M$159:$O$274))*_xlfn.XLOOKUP(F75,Daten!$V$157:$Y$157,_xlfn.XLOOKUP(GTel!C75&GTel!D75&GTel!E75,Daten!$B$159:$B$274&Daten!$A$159:$A$274&Daten!$D$159:$D$274,Daten!$V$159:$Y$274)),\nIF(C75=$C$8,_xlfn.XLOOKUP(GTel!C75&GTel!D75&GTel!E75,Daten!$B$159:$B$274&Daten!$A$159:$A$274&Daten!$D$159:$D$274,Daten!$K$159:$K$274)*I75*_xlfn.XLOOKUP(G75,Daten!$M$157:$O$157,_xlfn.XLOOKUP(GTel!C75&GTel!D75&GTel!E75,Daten!$B$159:$B$274&Daten!$A$159:$A$274&Daten!$D$159:$D$274,Daten!$M$159:$O$274))*_xlfn.XLOOKUP(H75,Daten!$Q$157:$T$157,_xlfn.XLOOKUP(GTel!C75&GTel!D75&GTel!E75,Daten!$B$159:$B$274&Daten!$A$159:$A$274&Daten!$D$159:$D$274,Daten!$Q$159:$T$274)),\nIF(C75=$C$9,J75*K75*L75,\n\"\")))),0)","v":""},{"$f":"IFERROR(\nIF(C75=$C$6,TRANSPOSE(_xlfn._xlws.FILTER(Daten!$C$159:$C$274,(Daten!$A$159:$A$274=GTel!D75)*(Daten!$B$159:$B$274=GTel!C75))),\nIF(C75=$C$7,TRANSPOSE(_xlfn._xlws.FILTER(Daten!$D$159:$D$274,(Daten!$A$159:$A$274=GTel!D75)*(Daten!$B$159:$B$274=GTel!C75))),\nIF(C75=$C$8,TRANSPOSE(_xlfn._xlws.FILTER(Daten!$D$159:$D$274,(Daten!$A$159:$A$274=GTel!D75)*(Daten!$B$159:$B$274=GTel!C75))),\"\"))),\"\")","v":""}]
[{"$nulls":13},{"$f":"IFERROR(IF(C76=$C$6,_xlfn.XLOOKUP(GTel!F76,Daten!$F$157:$I$157,_xlfn.XLOOKUP(GTel!C76&GTel!D76&GTel!E76,Daten!$B$159:$B$274&Daten!$A$159:$A$274&Daten!$C$159:$C$274,Daten!$F$159:$I$274)),\nIF(C76=$C$7,_xlfn.XLOOKUP(GTel!C76&GTel!D76&GTel!E76,Daten!$B$159:$B$274&Daten!$A$159:$A$274&Daten!$D$159:$D$274,Daten!$K$159:$K$274)*I76*_xlfn.XLOOKUP(G76,Daten!$M$157:$O$157,_xlfn.XLOOKUP(GTel!C76&GTel!D76&GTel!E76,Daten!$B$159:$B$274&Daten!$A$159:$A$274&Daten!$D$159:$D$274,Daten!$M$159:$O$274))*_xlfn.XLOOKUP(F76,Daten!$V$157:$Y$157,_xlfn.XLOOKUP(GTel!C76&GTel!D76&GTel!E76,Daten!$B$159:$B$274&Daten!$A$159:$A$274&Daten!$D$159:$D$274,Daten!$V$159:$Y$274)),\nIF(C76=$C$8,_xlfn.XLOOKUP(GTel!C76&GTel!D76&GTel!E76,Daten!$B$159:$B$274&Daten!$A$159:$A$274&Daten!$D$159:$D$274,Daten!$K$159:$K$274)*I76*_xlfn.XLOOKUP(G76,Daten!$M$157:$O$157,_xlfn.XLOOKUP(GTel!C76&GTel!D76&GTel!E76,Daten!$B$159:$B$274&Daten!$A$159:$A$274&Daten!$D$159:$D$274,Daten!$M$159:$O$274))*_xlfn.XLOOKUP(H76,Daten!$Q$157:$T$157,_xlfn.XLOOKUP(GTel!C76&GTel!D76&GTel!E76,Daten!$B$159:$B$274&Daten!$A$159:$A$274&Daten!$D$159:$D$274,Daten!$Q$159:$T$274)),\nIF(C76=$C$9,J76*K76*L76,\n\"\")))),0)","v":""},{"$f":"IFERROR(\nIF(C76=$C$6,TRANSPOSE(_xlfn._xlws.FILTER(Daten!$C$159:$C$274,(Daten!$A$159:$A$274=GTel!D76)*(Daten!$B$159:$B$274=GTel!C76))),\nIF(C76=$C$7,TRANSPOSE(_xlfn._xlws.FILTER(Daten!$D$159:$D$274,(Daten!$A$159:$A$274=GTel!D76)*(Daten!$B$159:$B$274=GTel!C76))),\nIF(C76=$C$8,TRANSPOSE(_xlfn._xlws.FILTER(Daten!$D$159:$D$274,(Daten!$A$159:$A$274=GTel!D76)*(Daten!$B$159:$B$274=GTel!C76))),\"\"))),\"\")","v":""}]
[{"$nulls":13},{"$f":"IFERROR(IF(C77=$C$6,_xlfn.XLOOKUP(GTel!F77,Daten!$F$157:$I$157,_xlfn.XLOOKUP(GTel!C77&GTel!D77&GTel!E77,Daten!$B$159:$B$274&Daten!$A$159:$A$274&Daten!$C$159:$C$274,Daten!$F$159:$I$274)),\nIF(C77=$C$7,_xlfn.XLOOKUP(GTel!C77&GTel!D77&GTel!E77,Daten!$B$159:$B$274&Daten!$A$159:$A$274&Daten!$D$159:$D$274,Daten!$K$159:$K$274)*I77*_xlfn.XLOOKUP(G77,Daten!$M$157:$O$157,_xlfn.XLOOKUP(GTel!C77&GTel!D77&GTel!E77,Daten!$B$159:$B$274&Daten!$A$159:$A$274&Daten!$D$159:$D$274,Daten!$M$159:$O$274))*_xlfn.XLOOKUP(F77,Daten!$V$157:$Y$157,_xlfn.XLOOKUP(GTel!C77&GTel!D77&GTel!E77,Daten!$B$159:$B$274&Daten!$A$159:$A$274&Daten!$D$159:$D$274,Daten!$V$159:$Y$274)),\nIF(C77=$C$8,_xlfn.XLOOKUP(GTel!C77&GTel!D77&GTel!E77,Daten!$B$159:$B$274&Daten!$A$159:$A$274&Daten!$D$159:$D$274,Daten!$K$159:$K$274)*I77*_xlfn.XLOOKUP(G77,Daten!$M$157:$O$157,_xlfn.XLOOKUP(GTel!C77&GTel!D77&GTel!E77,Daten!$B$159:$B$274&Daten!$A$159:$A$274&Daten!$D$159:$D$274,Daten!$M$159:$O$274))*_xlfn.XLOOKUP(H77,Daten!$Q$157:$T$157,_xlfn.XLOOKUP(GTel!C77&GTel!D77&GTel!E77,Daten!$B$159:$B$274&Daten!$A$159:$A$274&Daten!$D$159:$D$274,Daten!$Q$159:$T$274)),\nIF(C77=$C$9,J77*K77*L77,\n\"\")))),0)","v":""},{"$f":"IFERROR(\nIF(C77=$C$6,TRANSPOSE(_xlfn._xlws.FILTER(Daten!$C$159:$C$274,(Daten!$A$159:$A$274=GTel!D77)*(Daten!$B$159:$B$274=GTel!C77))),\nIF(C77=$C$7,TRANSPOSE(_xlfn._xlws.FILTER(Daten!$D$159:$D$274,(Daten!$A$159:$A$274=GTel!D77)*(Daten!$B$159:$B$274=GTel!C77))),\nIF(C77=$C$8,TRANSPOSE(_xlfn._xlws.FILTER(Daten!$D$159:$D$274,(Daten!$A$159:$A$274=GTel!D77)*(Daten!$B$159:$B$274=GTel!C77))),\"\"))),\"\")","v":""}]
[{"$nulls":13},{"$f":"IFERROR(IF(C78=$C$6,_xlfn.XLOOKUP(GTel!F78,Daten!$F$157:$I$157,_xlfn.XLOOKUP(GTel!C78&GTel!D78&GTel!E78,Daten!$B$159:$B$274&Daten!$A$159:$A$274&Daten!$C$159:$C$274,Daten!$F$159:$I$274)),\nIF(C78=$C$7,_xlfn.XLOOKUP(GTel!C78&GTel!D78&GTel!E78,Daten!$B$159:$B$274&Daten!$A$159:$A$274&Daten!$D$159:$D$274,Daten!$K$159:$K$274)*I78*_xlfn.XLOOKUP(G78,Daten!$M$157:$O$157,_xlfn.XLOOKUP(GTel!C78&GTel!D78&GTel!E78,Daten!$B$159:$B$274&Daten!$A$159:$A$274&Daten!$D$159:$D$274,Daten!$M$159:$O$274))*_xlfn.XLOOKUP(F78,Daten!$V$157:$Y$157,_xlfn.XLOOKUP(GTel!C78&GTel!D78&GTel!E78,Daten!$B$159:$B$274&Daten!$A$159:$A$274&Daten!$D$159:$D$274,Daten!$V$159:$Y$274)),\nIF(C78=$C$8,_xlfn.XLOOKUP(GTel!C78&GTel!D78&GTel!E78,Daten!$B$159:$B$274&Daten!$A$159:$A$274&Daten!$D$159:$D$274,Daten!$K$159:$K$274)*I78*_xlfn.XLOOKUP(G78,Daten!$M$157:$O$157,_xlfn.XLOOKUP(GTel!C78&GTel!D78&GTel!E78,Daten!$B$159:$B$274&Daten!$A$159:$A$274&Daten!$D$159:$D$274,Daten!$M$159:$O$274))*_xlfn.XLOOKUP(H78,Daten!$Q$157:$T$157,_xlfn.XLOOKUP(GTel!C78&GTel!D78&GTel!E78,Daten!$B$159:$B$274&Daten!$A$159:$A$274&Daten!$D$159:$D$274,Daten!$Q$159:$T$274)),\nIF(C78=$C$9,J78*K78*L78,\n\"\")))),0)","v":""},{"$f":"IFERROR(\nIF(C78=$C$6,TRANSPOSE(_xlfn._xlws.FILTER(Daten!$C$159:$C$274,(Daten!$A$159:$A$274=GTel!D78)*(Daten!$B$159:$B$274=GTel!C78))),\nIF(C78=$C$7,TRANSPOSE(_xlfn._xlws.FILTER(Daten!$D$159:$D$274,(Daten!$A$159:$A$274=GTel!D78)*(Daten!$B$159:$B$274=GTel!C78))),\nIF(C78=$C$8,TRANSPOSE(_xlfn._xlws.FILTER(Daten!$D$159:$D$274,(Daten!$A$159:$A$274=GTel!D78)*(Daten!$B$159:$B$274=GTel!C78))),\"\"))),\"\")","v":""}]
[{"$nulls":13},{"$f":"IFERROR(IF(C79=$C$6,_xlfn.XLOOKUP(GTel!F79,Daten!$F$157:$I$157,_xlfn.XLOOKUP(GTel!C79&GTel!D79&GTel!E79,Daten!$B$159:$B$274&Daten!$A$159:$A$274&Daten!$C$159:$C$274,Daten!$F$159:$I$274)),\nIF(C79=$C$7,_xlfn.XLOOKUP(GTel!C79&GTel!D79&GTel!E79,Daten!$B$159:$B$274&Daten!$A$159:$A$274&Daten!$D$159:$D$274,Daten!$K$159:$K$274)*I79*_xlfn.XLOOKUP(G79,Daten!$M$157:$O$157,_xlfn.XLOOKUP(GTel!C79&GTel!D79&GTel!E79,Daten!$B$159:$B$274&Daten!$A$159:$A$274&Daten!$D$159:$D$274,Daten!$M$159:$O$274))*_xlfn.XLOOKUP(F79,Daten!$V$157:$Y$157,_xlfn.XLOOKUP(GTel!C79&GTel!D79&GTel!E79,Daten!$B$159:$B$274&Daten!$A$159:$A$274&Daten!$D$159:$D$274,Daten!$V$159:$Y$274)),\nIF(C79=$C$8,_xlfn.XLOOKUP(GTel!C79&GTel!D79&GTel!E79,Daten!$B$159:$B$274&Daten!$A$159:$A$274&Daten!$D$159:$D$274,Daten!$K$159:$K$274)*I79*_xlfn.XLOOKUP(G79,Daten!$M$157:$O$157,_xlfn.XLOOKUP(GTel!C79&GTel!D79&GTel!E79,Daten!$B$159:$B$274&Daten!$A$159:$A$274&Daten!$D$159:$D$274,Daten!$M$159:$O$274))*_xlfn.XLOOKUP(H79,Daten!$Q$157:$T$157,_xlfn.XLOOKUP(GTel!C79&GTel!D79&GTel!E79,Daten!$B$159:$B$274&Daten!$A$159:$A$274&Daten!$D$159:$D$274,Daten!$Q$159:$T$274)),\nIF(C79=$C$9,J79*K79*L79,\n\"\")))),0)","v":""},{"$f":"IFERROR(\nIF(C79=$C$6,TRANSPOSE(_xlfn._xlws.FILTER(Daten!$C$159:$C$274,(Daten!$A$159:$A$274=GTel!D79)*(Daten!$B$159:$B$274=GTel!C79))),\nIF(C79=$C$7,TRANSPOSE(_xlfn._xlws.FILTER(Daten!$D$159:$D$274,(Daten!$A$159:$A$274=GTel!D79)*(Daten!$B$159:$B$274=GTel!C79))),\nIF(C79=$C$8,TRANSPOSE(_xlfn._xlws.FILTER(Daten!$D$159:$D$274,(Daten!$A$159:$A$274=GTel!D79)*(Daten!$B$159:$B$274=GTel!C79))),\"\"))),\"\")","v":""}]
[{"$nulls":13},{"$f":"IFERROR(IF(C80=$C$6,_xlfn.XLOOKUP(GTel!F80,Daten!$F$157:$I$157,_xlfn.XLOOKUP(GTel!C80&GTel!D80&GTel!E80,Daten!$B$159:$B$274&Daten!$A$159:$A$274&Daten!$C$159:$C$274,Daten!$F$159:$I$274)),\nIF(C80=$C$7,_xlfn.XLOOKUP(GTel!C80&GTel!D80&GTel!E80,Daten!$B$159:$B$274&Daten!$A$159:$A$274&Daten!$D$159:$D$274,Daten!$K$159:$K$274)*I80*_xlfn.XLOOKUP(G80,Daten!$M$157:$O$157,_xlfn.XLOOKUP(GTel!C80&GTel!D80&GTel!E80,Daten!$B$159:$B$274&Daten!$A$159:$A$274&Daten!$D$159:$D$274,Daten!$M$159:$O$274))*_xlfn.XLOOKUP(F80,Daten!$V$157:$Y$157,_xlfn.XLOOKUP(GTel!C80&GTel!D80&GTel!E80,Daten!$B$159:$B$274&Daten!$A$159:$A$274&Daten!$D$159:$D$274,Daten!$V$159:$Y$274)),\nIF(C80=$C$8,_xlfn.XLOOKUP(GTel!C80&GTel!D80&GTel!E80,Daten!$B$159:$B$274&Daten!$A$159:$A$274&Daten!$D$159:$D$274,Daten!$K$159:$K$274)*I80*_xlfn.XLOOKUP(G80,Daten!$M$157:$O$157,_xlfn.XLOOKUP(GTel!C80&GTel!D80&GTel!E80,Daten!$B$159:$B$274&Daten!$A$159:$A$274&Daten!$D$159:$D$274,Daten!$M$159:$O$274))*_xlfn.XLOOKUP(H80,Daten!$Q$157:$T$157,_xlfn.XLOOKUP(GTel!C80&GTel!D80&GTel!E80,Daten!$B$159:$B$274&Daten!$A$159:$A$274&Daten!$D$159:$D$274,Daten!$Q$159:$T$274)),\nIF(C80=$C$9,J80*K80*L80,\n\"\")))),0)","v":""},{"$f":"IFERROR(\nIF(C80=$C$6,TRANSPOSE(_xlfn._xlws.FILTER(Daten!$C$159:$C$274,(Daten!$A$159:$A$274=GTel!D80)*(Daten!$B$159:$B$274=GTel!C80))),\nIF(C80=$C$7,TRANSPOSE(_xlfn._xlws.FILTER(Daten!$D$159:$D$274,(Daten!$A$159:$A$274=GTel!D80)*(Daten!$B$159:$B$274=GTel!C80))),\nIF(C80=$C$8,TRANSPOSE(_xlfn._xlws.FILTER(Daten!$D$159:$D$274,(Daten!$A$159:$A$274=GTel!D80)*(Daten!$B$159:$B$274=GTel!C80))),\"\"))),\"\")","v":""}]
[{"$nulls":13},{"$f":"IFERROR(IF(C81=$C$6,_xlfn.XLOOKUP(GTel!F81,Daten!$F$157:$I$157,_xlfn.XLOOKUP(GTel!C81&GTel!D81&GTel!E81,Daten!$B$159:$B$274&Daten!$A$159:$A$274&Daten!$C$159:$C$274,Daten!$F$159:$I$274)),\nIF(C81=$C$7,_xlfn.XLOOKUP(GTel!C81&GTel!D81&GTel!E81,Daten!$B$159:$B$274&Daten!$A$159:$A$274&Daten!$D$159:$D$274,Daten!$K$159:$K$274)*I81*_xlfn.XLOOKUP(G81,Daten!$M$157:$O$157,_xlfn.XLOOKUP(GTel!C81&GTel!D81&GTel!E81,Daten!$B$159:$B$274&Daten!$A$159:$A$274&Daten!$D$159:$D$274,Daten!$M$159:$O$274))*_xlfn.XLOOKUP(F81,Daten!$V$157:$Y$157,_xlfn.XLOOKUP(GTel!C81&GTel!D81&GTel!E81,Daten!$B$159:$B$274&Daten!$A$159:$A$274&Daten!$D$159:$D$274,Daten!$V$159:$Y$274)),\nIF(C81=$C$8,_xlfn.XLOOKUP(GTel!C81&GTel!D81&GTel!E81,Daten!$B$159:$B$274&Daten!$A$159:$A$274&Daten!$D$159:$D$274,Daten!$K$159:$K$274)*I81*_xlfn.XLOOKUP(G81,Daten!$M$157:$O$157,_xlfn.XLOOKUP(GTel!C81&GTel!D81&GTel!E81,Daten!$B$159:$B$274&Daten!$A$159:$A$274&Daten!$D$159:$D$274,Daten!$M$159:$O$274))*_xlfn.XLOOKUP(H81,Daten!$Q$157:$T$157,_xlfn.XLOOKUP(GTel!C81&GTel!D81&GTel!E81,Daten!$B$159:$B$274&Daten!$A$159:$A$274&Daten!$D$159:$D$274,Daten!$Q$159:$T$274)),\nIF(C81=$C$9,J81*K81*L81,\n\"\")))),0)","v":""},{"$f":"IFERROR(\nIF(C81=$C$6,TRANSPOSE(_xlfn._xlws.FILTER(Daten!$C$159:$C$274,(Daten!$A$159:$A$274=GTel!D81)*(Daten!$B$159:$B$274=GTel!C81))),\nIF(C81=$C$7,TRANSPOSE(_xlfn._xlws.FILTER(Daten!$D$159:$D$274,(Daten!$A$159:$A$274=GTel!D81)*(Daten!$B$159:$B$274=GTel!C81))),\nIF(C81=$C$8,TRANSPOSE(_xlfn._xlws.FILTER(Daten!$D$159:$D$274,(Daten!$A$159:$A$274=GTel!D81)*(Daten!$B$159:$B$274=GTel!C81))),\"\"))),\"\")","v":""}]
[{"$nulls":13},{"$f":"IFERROR(IF(C82=$C$6,_xlfn.XLOOKUP(GTel!F82,Daten!$F$157:$I$157,_xlfn.XLOOKUP(GTel!C82&GTel!D82&GTel!E82,Daten!$B$159:$B$274&Daten!$A$159:$A$274&Daten!$C$159:$C$274,Daten!$F$159:$I$274)),\nIF(C82=$C$7,_xlfn.XLOOKUP(GTel!C82&GTel!D82&GTel!E82,Daten!$B$159:$B$274&Daten!$A$159:$A$274&Daten!$D$159:$D$274,Daten!$K$159:$K$274)*I82*_xlfn.XLOOKUP(G82,Daten!$M$157:$O$157,_xlfn.XLOOKUP(GTel!C82&GTel!D82&GTel!E82,Daten!$B$159:$B$274&Daten!$A$159:$A$274&Daten!$D$159:$D$274,Daten!$M$159:$O$274))*_xlfn.XLOOKUP(F82,Daten!$V$157:$Y$157,_xlfn.XLOOKUP(GTel!C82&GTel!D82&GTel!E82,Daten!$B$159:$B$274&Daten!$A$159:$A$274&Daten!$D$159:$D$274,Daten!$V$159:$Y$274)),\nIF(C82=$C$8,_xlfn.XLOOKUP(GTel!C82&GTel!D82&GTel!E82,Daten!$B$159:$B$274&Daten!$A$159:$A$274&Daten!$D$159:$D$274,Daten!$K$159:$K$274)*I82*_xlfn.XLOOKUP(G82,Daten!$M$157:$O$157,_xlfn.XLOOKUP(GTel!C82&GTel!D82&GTel!E82,Daten!$B$159:$B$274&Daten!$A$159:$A$274&Daten!$D$159:$D$274,Daten!$M$159:$O$274))*_xlfn.XLOOKUP(H82,Daten!$Q$157:$T$157,_xlfn.XLOOKUP(GTel!C82&GTel!D82&GTel!E82,Daten!$B$159:$B$274&Daten!$A$159:$A$274&Daten!$D$159:$D$274,Daten!$Q$159:$T$274)),\nIF(C82=$C$9,J82*K82*L82,\n\"\")))),0)","v":""},{"$f":"IFERROR(\nIF(C82=$C$6,TRANSPOSE(_xlfn._xlws.FILTER(Daten!$C$159:$C$274,(Daten!$A$159:$A$274=GTel!D82)*(Daten!$B$159:$B$274=GTel!C82))),\nIF(C82=$C$7,TRANSPOSE(_xlfn._xlws.FILTER(Daten!$D$159:$D$274,(Daten!$A$159:$A$274=GTel!D82)*(Daten!$B$159:$B$274=GTel!C82))),\nIF(C82=$C$8,TRANSPOSE(_xlfn._xlws.FILTER(Daten!$D$159:$D$274,(Daten!$A$159:$A$274=GTel!D82)*(Daten!$B$159:$B$274=GTel!C82))),\"\"))),\"\")","v":""}]
[{"$nulls":13},{"$f":"IFERROR(IF(C83=$C$6,_xlfn.XLOOKUP(GTel!F83,Daten!$F$157:$I$157,_xlfn.XLOOKUP(GTel!C83&GTel!D83&GTel!E83,Daten!$B$159:$B$274&Daten!$A$159:$A$274&Daten!$C$159:$C$274,Daten!$F$159:$I$274)),\nIF(C83=$C$7,_xlfn.XLOOKUP(GTel!C83&GTel!D83&GTel!E83,Daten!$B$159:$B$274&Daten!$A$159:$A$274&Daten!$D$159:$D$274,Daten!$K$159:$K$274)*I83*_xlfn.XLOOKUP(G83,Daten!$M$157:$O$157,_xlfn.XLOOKUP(GTel!C83&GTel!D83&GTel!E83,Daten!$B$159:$B$274&Daten!$A$159:$A$274&Daten!$D$159:$D$274,Daten!$M$159:$O$274))*_xlfn.XLOOKUP(F83,Daten!$V$157:$Y$157,_xlfn.XLOOKUP(GTel!C83&GTel!D83&GTel!E83,Daten!$B$159:$B$274&Daten!$A$159:$A$274&Daten!$D$159:$D$274,Daten!$V$159:$Y$274)),\nIF(C83=$C$8,_xlfn.XLOOKUP(GTel!C83&GTel!D83&GTel!E83,Daten!$B$159:$B$274&Daten!$A$159:$A$274&Daten!$D$159:$D$274,Daten!$K$159:$K$274)*I83*_xlfn.XLOOKUP(G83,Daten!$M$157:$O$157,_xlfn.XLOOKUP(GTel!C83&GTel!D83&GTel!E83,Daten!$B$159:$B$274&Daten!$A$159:$A$274&Daten!$D$159:$D$274,Daten!$M$159:$O$274))*_xlfn.XLOOKUP(H83,Daten!$Q$157:$T$157,_xlfn.XLOOKUP(GTel!C83&GTel!D83&GTel!E83,Daten!$B$159:$B$274&Daten!$A$159:$A$274&Daten!$D$159:$D$274,Daten!$Q$159:$T$274)),\nIF(C83=$C$9,J83*K83*L83,\n\"\")))),0)","v":""},{"$f":"IFERROR(\nIF(C83=$C$6,TRANSPOSE(_xlfn._xlws.FILTER(Daten!$C$159:$C$274,(Daten!$A$159:$A$274=GTel!D83)*(Daten!$B$159:$B$274=GTel!C83))),\nIF(C83=$C$7,TRANSPOSE(_xlfn._xlws.FILTER(Daten!$D$159:$D$274,(Daten!$A$159:$A$274=GTel!D83)*(Daten!$B$159:$B$274=GTel!C83))),\nIF(C83=$C$8,TRANSPOSE(_xlfn._xlws.FILTER(Daten!$D$159:$D$274,(Daten!$A$159:$A$274=GTel!D83)*(Daten!$B$159:$B$274=GTel!C83))),\"\"))),\"\")","v":""}]
[{"$nulls":13},{"$f":"IFERROR(IF(C84=$C$6,_xlfn.XLOOKUP(GTel!F84,Daten!$F$157:$I$157,_xlfn.XLOOKUP(GTel!C84&GTel!D84&GTel!E84,Daten!$B$159:$B$274&Daten!$A$159:$A$274&Daten!$C$159:$C$274,Daten!$F$159:$I$274)),\nIF(C84=$C$7,_xlfn.XLOOKUP(GTel!C84&GTel!D84&GTel!E84,Daten!$B$159:$B$274&Daten!$A$159:$A$274&Daten!$D$159:$D$274,Daten!$K$159:$K$274)*I84*_xlfn.XLOOKUP(G84,Daten!$M$157:$O$157,_xlfn.XLOOKUP(GTel!C84&GTel!D84&GTel!E84,Daten!$B$159:$B$274&Daten!$A$159:$A$274&Daten!$D$159:$D$274,Daten!$M$159:$O$274))*_xlfn.XLOOKUP(F84,Daten!$V$157:$Y$157,_xlfn.XLOOKUP(GTel!C84&GTel!D84&GTel!E84,Daten!$B$159:$B$274&Daten!$A$159:$A$274&Daten!$D$159:$D$274,Daten!$V$159:$Y$274)),\nIF(C84=$C$8,_xlfn.XLOOKUP(GTel!C84&GTel!D84&GTel!E84,Daten!$B$159:$B$274&Daten!$A$159:$A$274&Daten!$D$159:$D$274,Daten!$K$159:$K$274)*I84*_xlfn.XLOOKUP(G84,Daten!$M$157:$O$157,_xlfn.XLOOKUP(GTel!C84&GTel!D84&GTel!E84,Daten!$B$159:$B$274&Daten!$A$159:$A$274&Daten!$D$159:$D$274,Daten!$M$159:$O$274))*_xlfn.XLOOKUP(H84,Daten!$Q$157:$T$157,_xlfn.XLOOKUP(GTel!C84&GTel!D84&GTel!E84,Daten!$B$159:$B$274&Daten!$A$159:$A$274&Daten!$D$159:$D$274,Daten!$Q$159:$T$274)),\nIF(C84=$C$9,J84*K84*L84,\n\"\")))),0)","v":""},{"$f":"IFERROR(\nIF(C84=$C$6,TRANSPOSE(_xlfn._xlws.FILTER(Daten!$C$159:$C$274,(Daten!$A$159:$A$274=GTel!D84)*(Daten!$B$159:$B$274=GTel!C84))),\nIF(C84=$C$7,TRANSPOSE(_xlfn._xlws.FILTER(Daten!$D$159:$D$274,(Daten!$A$159:$A$274=GTel!D84)*(Daten!$B$159:$B$274=GTel!C84))),\nIF(C84=$C$8,TRANSPOSE(_xlfn._xlws.FILTER(Daten!$D$159:$D$274,(Daten!$A$159:$A$274=GTel!D84)*(Daten!$B$159:$B$274=GTel!C84))),\"\"))),\"\")","v":""}]
[{"$nulls":13},{"$f":"IFERROR(IF(C85=$C$6,_xlfn.XLOOKUP(GTel!F85,Daten!$F$157:$I$157,_xlfn.XLOOKUP(GTel!C85&GTel!D85&GTel!E85,Daten!$B$159:$B$274&Daten!$A$159:$A$274&Daten!$C$159:$C$274,Daten!$F$159:$I$274)),\nIF(C85=$C$7,_xlfn.XLOOKUP(GTel!C85&GTel!D85&GTel!E85,Daten!$B$159:$B$274&Daten!$A$159:$A$274&Daten!$D$159:$D$274,Daten!$K$159:$K$274)*I85*_xlfn.XLOOKUP(G85,Daten!$M$157:$O$157,_xlfn.XLOOKUP(GTel!C85&GTel!D85&GTel!E85,Daten!$B$159:$B$274&Daten!$A$159:$A$274&Daten!$D$159:$D$274,Daten!$M$159:$O$274))*_xlfn.XLOOKUP(F85,Daten!$V$157:$Y$157,_xlfn.XLOOKUP(GTel!C85&GTel!D85&GTel!E85,Daten!$B$159:$B$274&Daten!$A$159:$A$274&Daten!$D$159:$D$274,Daten!$V$159:$Y$274)),\nIF(C85=$C$8,_xlfn.XLOOKUP(GTel!C85&GTel!D85&GTel!E85,Daten!$B$159:$B$274&Daten!$A$159:$A$274&Daten!$D$159:$D$274,Daten!$K$159:$K$274)*I85*_xlfn.XLOOKUP(G85,Daten!$M$157:$O$157,_xlfn.XLOOKUP(GTel!C85&GTel!D85&GTel!E85,Daten!$B$159:$B$274&Daten!$A$159:$A$274&Daten!$D$159:$D$274,Daten!$M$159:$O$274))*_xlfn.XLOOKUP(H85,Daten!$Q$157:$T$157,_xlfn.XLOOKUP(GTel!C85&GTel!D85&GTel!E85,Daten!$B$159:$B$274&Daten!$A$159:$A$274&Daten!$D$159:$D$274,Daten!$Q$159:$T$274)),\nIF(C85=$C$9,J85*K85*L85,\n\"\")))),0)","v":""},{"$f":"IFERROR(\nIF(C85=$C$6,TRANSPOSE(_xlfn._xlws.FILTER(Daten!$C$159:$C$274,(Daten!$A$159:$A$274=GTel!D85)*(Daten!$B$159:$B$274=GTel!C85))),\nIF(C85=$C$7,TRANSPOSE(_xlfn._xlws.FILTER(Daten!$D$159:$D$274,(Daten!$A$159:$A$274=GTel!D85)*(Daten!$B$159:$B$274=GTel!C85))),\nIF(C85=$C$8,TRANSPOSE(_xlfn._xlws.FILTER(Daten!$D$159:$D$274,(Daten!$A$159:$A$274=GTel!D85)*(Daten!$B$159:$B$274=GTel!C85))),\"\"))),\"\")","v":""}]
[{"$nulls":13},{"$f":"IFERROR(IF(C86=$C$6,_xlfn.XLOOKUP(GTel!F86,Daten!$F$157:$I$157,_xlfn.XLOOKUP(GTel!C86&GTel!D86&GTel!E86,Daten!$B$159:$B$274&Daten!$A$159:$A$274&Daten!$C$159:$C$274,Daten!$F$159:$I$274)),\nIF(C86=$C$7,_xlfn.XLOOKUP(GTel!C86&GTel!D86&GTel!E86,Daten!$B$159:$B$274&Daten!$A$159:$A$274&Daten!$D$159:$D$274,Daten!$K$159:$K$274)*I86*_xlfn.XLOOKUP(G86,Daten!$M$157:$O$157,_xlfn.XLOOKUP(GTel!C86&GTel!D86&GTel!E86,Daten!$B$159:$B$274&Daten!$A$159:$A$274&Daten!$D$159:$D$274,Daten!$M$159:$O$274))*_xlfn.XLOOKUP(F86,Daten!$V$157:$Y$157,_xlfn.XLOOKUP(GTel!C86&GTel!D86&GTel!E86,Daten!$B$159:$B$274&Daten!$A$159:$A$274&Daten!$D$159:$D$274,Daten!$V$159:$Y$274)),\nIF(C86=$C$8,_xlfn.XLOOKUP(GTel!C86&GTel!D86&GTel!E86,Daten!$B$159:$B$274&Daten!$A$159:$A$274&Daten!$D$159:$D$274,Daten!$K$159:$K$274)*I86*_xlfn.XLOOKUP(G86,Daten!$M$157:$O$157,_xlfn.XLOOKUP(GTel!C86&GTel!D86&GTel!E86,Daten!$B$159:$B$274&Daten!$A$159:$A$274&Daten!$D$159:$D$274,Daten!$M$159:$O$274))*_xlfn.XLOOKUP(H86,Daten!$Q$157:$T$157,_xlfn.XLOOKUP(GTel!C86&GTel!D86&GTel!E86,Daten!$B$159:$B$274&Daten!$A$159:$A$274&Daten!$D$159:$D$274,Daten!$Q$159:$T$274)),\nIF(C86=$C$9,J86*K86*L86,\n\"\")))),0)","v":""},{"$f":"IFERROR(\nIF(C86=$C$6,TRANSPOSE(_xlfn._xlws.FILTER(Daten!$C$159:$C$274,(Daten!$A$159:$A$274=GTel!D86)*(Daten!$B$159:$B$274=GTel!C86))),\nIF(C86=$C$7,TRANSPOSE(_xlfn._xlws.FILTER(Daten!$D$159:$D$274,(Daten!$A$159:$A$274=GTel!D86)*(Daten!$B$159:$B$274=GTel!C86))),\nIF(C86=$C$8,TRANSPOSE(_xlfn._xlws.FILTER(Daten!$D$159:$D$274,(Daten!$A$159:$A$274=GTel!D86)*(Daten!$B$159:$B$274=GTel!C86))),\"\"))),\"\")","v":""}]
[{"$nulls":13},{"$f":"IFERROR(IF(C87=$C$6,_xlfn.XLOOKUP(GTel!F87,Daten!$F$157:$I$157,_xlfn.XLOOKUP(GTel!C87&GTel!D87&GTel!E87,Daten!$B$159:$B$274&Daten!$A$159:$A$274&Daten!$C$159:$C$274,Daten!$F$159:$I$274)),\nIF(C87=$C$7,_xlfn.XLOOKUP(GTel!C87&GTel!D87&GTel!E87,Daten!$B$159:$B$274&Daten!$A$159:$A$274&Daten!$D$159:$D$274,Daten!$K$159:$K$274)*I87*_xlfn.XLOOKUP(G87,Daten!$M$157:$O$157,_xlfn.XLOOKUP(GTel!C87&GTel!D87&GTel!E87,Daten!$B$159:$B$274&Daten!$A$159:$A$274&Daten!$D$159:$D$274,Daten!$M$159:$O$274))*_xlfn.XLOOKUP(F87,Daten!$V$157:$Y$157,_xlfn.XLOOKUP(GTel!C87&GTel!D87&GTel!E87,Daten!$B$159:$B$274&Daten!$A$159:$A$274&Daten!$D$159:$D$274,Daten!$V$159:$Y$274)),\nIF(C87=$C$8,_xlfn.XLOOKUP(GTel!C87&GTel!D87&GTel!E87,Daten!$B$159:$B$274&Daten!$A$159:$A$274&Daten!$D$159:$D$274,Daten!$K$159:$K$274)*I87*_xlfn.XLOOKUP(G87,Daten!$M$157:$O$157,_xlfn.XLOOKUP(GTel!C87&GTel!D87&GTel!E87,Daten!$B$159:$B$274&Daten!$A$159:$A$274&Daten!$D$159:$D$274,Daten!$M$159:$O$274))*_xlfn.XLOOKUP(H87,Daten!$Q$157:$T$157,_xlfn.XLOOKUP(GTel!C87&GTel!D87&GTel!E87,Daten!$B$159:$B$274&Daten!$A$159:$A$274&Daten!$D$159:$D$274,Daten!$Q$159:$T$274)),\nIF(C87=$C$9,J87*K87*L87,\n\"\")))),0)","v":""},{"$f":"IFERROR(\nIF(C87=$C$6,TRANSPOSE(_xlfn._xlws.FILTER(Daten!$C$159:$C$274,(Daten!$A$159:$A$274=GTel!D87)*(Daten!$B$159:$B$274=GTel!C87))),\nIF(C87=$C$7,TRANSPOSE(_xlfn._xlws.FILTER(Daten!$D$159:$D$274,(Daten!$A$159:$A$274=GTel!D87)*(Daten!$B$159:$B$274=GTel!C87))),\nIF(C87=$C$8,TRANSPOSE(_xlfn._xlws.FILTER(Daten!$D$159:$D$274,(Daten!$A$159:$A$274=GTel!D87)*(Daten!$B$159:$B$274=GTel!C87))),\"\"))),\"\")","v":""}]
[{"$nulls":13},{"$f":"IFERROR(IF(C88=$C$6,_xlfn.XLOOKUP(GTel!F88,Daten!$F$157:$I$157,_xlfn.XLOOKUP(GTel!C88&GTel!D88&GTel!E88,Daten!$B$159:$B$274&Daten!$A$159:$A$274&Daten!$C$159:$C$274,Daten!$F$159:$I$274)),\nIF(C88=$C$7,_xlfn.XLOOKUP(GTel!C88&GTel!D88&GTel!E88,Daten!$B$159:$B$274&Daten!$A$159:$A$274&Daten!$D$159:$D$274,Daten!$K$159:$K$274)*I88*_xlfn.XLOOKUP(G88,Daten!$M$157:$O$157,_xlfn.XLOOKUP(GTel!C88&GTel!D88&GTel!E88,Daten!$B$159:$B$274&Daten!$A$159:$A$274&Daten!$D$159:$D$274,Daten!$M$159:$O$274))*_xlfn.XLOOKUP(F88,Daten!$V$157:$Y$157,_xlfn.XLOOKUP(GTel!C88&GTel!D88&GTel!E88,Daten!$B$159:$B$274&Daten!$A$159:$A$274&Daten!$D$159:$D$274,Daten!$V$159:$Y$274)),\nIF(C88=$C$8,_xlfn.XLOOKUP(GTel!C88&GTel!D88&GTel!E88,Daten!$B$159:$B$274&Daten!$A$159:$A$274&Daten!$D$159:$D$274,Daten!$K$159:$K$274)*I88*_xlfn.XLOOKUP(G88,Daten!$M$157:$O$157,_xlfn.XLOOKUP(GTel!C88&GTel!D88&GTel!E88,Daten!$B$159:$B$274&Daten!$A$159:$A$274&Daten!$D$159:$D$274,Daten!$M$159:$O$274))*_xlfn.XLOOKUP(H88,Daten!$Q$157:$T$157,_xlfn.XLOOKUP(GTel!C88&GTel!D88&GTel!E88,Daten!$B$159:$B$274&Daten!$A$159:$A$274&Daten!$D$159:$D$274,Daten!$Q$159:$T$274)),\nIF(C88=$C$9,J88*K88*L88,\n\"\")))),0)","v":""},{"$f":"IFERROR(\nIF(C88=$C$6,TRANSPOSE(_xlfn._xlws.FILTER(Daten!$C$159:$C$274,(Daten!$A$159:$A$274=GTel!D88)*(Daten!$B$159:$B$274=GTel!C88))),\nIF(C88=$C$7,TRANSPOSE(_xlfn._xlws.FILTER(Daten!$D$159:$D$274,(Daten!$A$159:$A$274=GTel!D88)*(Daten!$B$159:$B$274=GTel!C88))),\nIF(C88=$C$8,TRANSPOSE(_xlfn._xlws.FILTER(Daten!$D$159:$D$274,(Daten!$A$159:$A$274=GTel!D88)*(Daten!$B$159:$B$274=GTel!C88))),\"\"))),\"\")","v":""}]
[{"$nulls":13},{"$f":"IFERROR(IF(C89=$C$6,_xlfn.XLOOKUP(GTel!F89,Daten!$F$157:$I$157,_xlfn.XLOOKUP(GTel!C89&GTel!D89&GTel!E89,Daten!$B$159:$B$274&Daten!$A$159:$A$274&Daten!$C$159:$C$274,Daten!$F$159:$I$274)),\nIF(C89=$C$7,_xlfn.XLOOKUP(GTel!C89&GTel!D89&GTel!E89,Daten!$B$159:$B$274&Daten!$A$159:$A$274&Daten!$D$159:$D$274,Daten!$K$159:$K$274)*I89*_xlfn.XLOOKUP(G89,Daten!$M$157:$O$157,_xlfn.XLOOKUP(GTel!C89&GTel!D89&GTel!E89,Daten!$B$159:$B$274&Daten!$A$159:$A$274&Daten!$D$159:$D$274,Daten!$M$159:$O$274))*_xlfn.XLOOKUP(F89,Daten!$V$157:$Y$157,_xlfn.XLOOKUP(GTel!C89&GTel!D89&GTel!E89,Daten!$B$159:$B$274&Daten!$A$159:$A$274&Daten!$D$159:$D$274,Daten!$V$159:$Y$274)),\nIF(C89=$C$8,_xlfn.XLOOKUP(GTel!C89&GTel!D89&GTel!E89,Daten!$B$159:$B$274&Daten!$A$159:$A$274&Daten!$D$159:$D$274,Daten!$K$159:$K$274)*I89*_xlfn.XLOOKUP(G89,Daten!$M$157:$O$157,_xlfn.XLOOKUP(GTel!C89&GTel!D89&GTel!E89,Daten!$B$159:$B$274&Daten!$A$159:$A$274&Daten!$D$159:$D$274,Daten!$M$159:$O$274))*_xlfn.XLOOKUP(H89,Daten!$Q$157:$T$157,_xlfn.XLOOKUP(GTel!C89&GTel!D89&GTel!E89,Daten!$B$159:$B$274&Daten!$A$159:$A$274&Daten!$D$159:$D$274,Daten!$Q$159:$T$274)),\nIF(C89=$C$9,J89*K89*L89,\n\"\")))),0)","v":""},{"$f":"IFERROR(\nIF(C89=$C$6,TRANSPOSE(_xlfn._xlws.FILTER(Daten!$C$159:$C$274,(Daten!$A$159:$A$274=GTel!D89)*(Daten!$B$159:$B$274=GTel!C89))),\nIF(C89=$C$7,TRANSPOSE(_xlfn._xlws.FILTER(Daten!$D$159:$D$274,(Daten!$A$159:$A$274=GTel!D89)*(Daten!$B$159:$B$274=GTel!C89))),\nIF(C89=$C$8,TRANSPOSE(_xlfn._xlws.FILTER(Daten!$D$159:$D$274,(Daten!$A$159:$A$274=GTel!D89)*(Daten!$B$159:$B$274=GTel!C89))),\"\"))),\"\")","v":""}]
[{"$nulls":13},{"$f":"IFERROR(IF(C90=$C$6,_xlfn.XLOOKUP(GTel!F90,Daten!$F$157:$I$157,_xlfn.XLOOKUP(GTel!C90&GTel!D90&GTel!E90,Daten!$B$159:$B$274&Daten!$A$159:$A$274&Daten!$C$159:$C$274,Daten!$F$159:$I$274)),\nIF(C90=$C$7,_xlfn.XLOOKUP(GTel!C90&GTel!D90&GTel!E90,Daten!$B$159:$B$274&Daten!$A$159:$A$274&Daten!$D$159:$D$274,Daten!$K$159:$K$274)*I90*_xlfn.XLOOKUP(G90,Daten!$M$157:$O$157,_xlfn.XLOOKUP(GTel!C90&GTel!D90&GTel!E90,Daten!$B$159:$B$274&Daten!$A$159:$A$274&Daten!$D$159:$D$274,Daten!$M$159:$O$274))*_xlfn.XLOOKUP(F90,Daten!$V$157:$Y$157,_xlfn.XLOOKUP(GTel!C90&GTel!D90&GTel!E90,Daten!$B$159:$B$274&Daten!$A$159:$A$274&Daten!$D$159:$D$274,Daten!$V$159:$Y$274)),\nIF(C90=$C$8,_xlfn.XLOOKUP(GTel!C90&GTel!D90&GTel!E90,Daten!$B$159:$B$274&Daten!$A$159:$A$274&Daten!$D$159:$D$274,Daten!$K$159:$K$274)*I90*_xlfn.XLOOKUP(G90,Daten!$M$157:$O$157,_xlfn.XLOOKUP(GTel!C90&GTel!D90&GTel!E90,Daten!$B$159:$B$274&Daten!$A$159:$A$274&Daten!$D$159:$D$274,Daten!$M$159:$O$274))*_xlfn.XLOOKUP(H90,Daten!$Q$157:$T$157,_xlfn.XLOOKUP(GTel!C90&GTel!D90&GTel!E90,Daten!$B$159:$B$274&Daten!$A$159:$A$274&Daten!$D$159:$D$274,Daten!$Q$159:$T$274)),\nIF(C90=$C$9,J90*K90*L90,\n\"\")))),0)","v":""},{"$f":"IFERROR(\nIF(C90=$C$6,TRANSPOSE(_xlfn._xlws.FILTER(Daten!$C$159:$C$274,(Daten!$A$159:$A$274=GTel!D90)*(Daten!$B$159:$B$274=GTel!C90))),\nIF(C90=$C$7,TRANSPOSE(_xlfn._xlws.FILTER(Daten!$D$159:$D$274,(Daten!$A$159:$A$274=GTel!D90)*(Daten!$B$159:$B$274=GTel!C90))),\nIF(C90=$C$8,TRANSPOSE(_xlfn._xlws.FILTER(Daten!$D$159:$D$274,(Daten!$A$159:$A$274=GTel!D90)*(Daten!$B$159:$B$274=GTel!C90))),\"\"))),\"\")","v":""}]
[{"$nulls":13},{"$f":"IFERROR(IF(C91=$C$6,_xlfn.XLOOKUP(GTel!F91,Daten!$F$157:$I$157,_xlfn.XLOOKUP(GTel!C91&GTel!D91&GTel!E91,Daten!$B$159:$B$274&Daten!$A$159:$A$274&Daten!$C$159:$C$274,Daten!$F$159:$I$274)),\nIF(C91=$C$7,_xlfn.XLOOKUP(GTel!C91&GTel!D91&GTel!E91,Daten!$B$159:$B$274&Daten!$A$159:$A$274&Daten!$D$159:$D$274,Daten!$K$159:$K$274)*I91*_xlfn.XLOOKUP(G91,Daten!$M$157:$O$157,_xlfn.XLOOKUP(GTel!C91&GTel!D91&GTel!E91,Daten!$B$159:$B$274&Daten!$A$159:$A$274&Daten!$D$159:$D$274,Daten!$M$159:$O$274))*_xlfn.XLOOKUP(F91,Daten!$V$157:$Y$157,_xlfn.XLOOKUP(GTel!C91&GTel!D91&GTel!E91,Daten!$B$159:$B$274&Daten!$A$159:$A$274&Daten!$D$159:$D$274,Daten!$V$159:$Y$274)),\nIF(C91=$C$8,_xlfn.XLOOKUP(GTel!C91&GTel!D91&GTel!E91,Daten!$B$159:$B$274&Daten!$A$159:$A$274&Daten!$D$159:$D$274,Daten!$K$159:$K$274)*I91*_xlfn.XLOOKUP(G91,Daten!$M$157:$O$157,_xlfn.XLOOKUP(GTel!C91&GTel!D91&GTel!E91,Daten!$B$159:$B$274&Daten!$A$159:$A$274&Daten!$D$159:$D$274,Daten!$M$159:$O$274))*_xlfn.XLOOKUP(H91,Daten!$Q$157:$T$157,_xlfn.XLOOKUP(GTel!C91&GTel!D91&GTel!E91,Daten!$B$159:$B$274&Daten!$A$159:$A$274&Daten!$D$159:$D$274,Daten!$Q$159:$T$274)),\nIF(C91=$C$9,J91*K91*L91,\n\"\")))),0)","v":""},{"$f":"IFERROR(\nIF(C91=$C$6,TRANSPOSE(_xlfn._xlws.FILTER(Daten!$C$159:$C$274,(Daten!$A$159:$A$274=GTel!D91)*(Daten!$B$159:$B$274=GTel!C91))),\nIF(C91=$C$7,TRANSPOSE(_xlfn._xlws.FILTER(Daten!$D$159:$D$274,(Daten!$A$159:$A$274=GTel!D91)*(Daten!$B$159:$B$274=GTel!C91))),\nIF(C91=$C$8,TRANSPOSE(_xlfn._xlws.FILTER(Daten!$D$159:$D$274,(Daten!$A$159:$A$274=GTel!D91)*(Daten!$B$159:$B$274=GTel!C91))),\"\"))),\"\")","v":""}]
[{"$nulls":13},{"$f":"IFERROR(IF(C92=$C$6,_xlfn.XLOOKUP(GTel!F92,Daten!$F$157:$I$157,_xlfn.XLOOKUP(GTel!C92&GTel!D92&GTel!E92,Daten!$B$159:$B$274&Daten!$A$159:$A$274&Daten!$C$159:$C$274,Daten!$F$159:$I$274)),\nIF(C92=$C$7,_xlfn.XLOOKUP(GTel!C92&GTel!D92&GTel!E92,Daten!$B$159:$B$274&Daten!$A$159:$A$274&Daten!$D$159:$D$274,Daten!$K$159:$K$274)*I92*_xlfn.XLOOKUP(G92,Daten!$M$157:$O$157,_xlfn.XLOOKUP(GTel!C92&GTel!D92&GTel!E92,Daten!$B$159:$B$274&Daten!$A$159:$A$274&Daten!$D$159:$D$274,Daten!$M$159:$O$274))*_xlfn.XLOOKUP(F92,Daten!$V$157:$Y$157,_xlfn.XLOOKUP(GTel!C92&GTel!D92&GTel!E92,Daten!$B$159:$B$274&Daten!$A$159:$A$274&Daten!$D$159:$D$274,Daten!$V$159:$Y$274)),\nIF(C92=$C$8,_xlfn.XLOOKUP(GTel!C92&GTel!D92&GTel!E92,Daten!$B$159:$B$274&Daten!$A$159:$A$274&Daten!$D$159:$D$274,Daten!$K$159:$K$274)*I92*_xlfn.XLOOKUP(G92,Daten!$M$157:$O$157,_xlfn.XLOOKUP(GTel!C92&GTel!D92&GTel!E92,Daten!$B$159:$B$274&Daten!$A$159:$A$274&Daten!$D$159:$D$274,Daten!$M$159:$O$274))*_xlfn.XLOOKUP(H92,Daten!$Q$157:$T$157,_xlfn.XLOOKUP(GTel!C92&GTel!D92&GTel!E92,Daten!$B$159:$B$274&Daten!$A$159:$A$274&Daten!$D$159:$D$274,Daten!$Q$159:$T$274)),\nIF(C92=$C$9,J92*K92*L92,\n\"\")))),0)","v":""},{"$f":"IFERROR(\nIF(C92=$C$6,TRANSPOSE(_xlfn._xlws.FILTER(Daten!$C$159:$C$274,(Daten!$A$159:$A$274=GTel!D92)*(Daten!$B$159:$B$274=GTel!C92))),\nIF(C92=$C$7,TRANSPOSE(_xlfn._xlws.FILTER(Daten!$D$159:$D$274,(Daten!$A$159:$A$274=GTel!D92)*(Daten!$B$159:$B$274=GTel!C92))),\nIF(C92=$C$8,TRANSPOSE(_xlfn._xlws.FILTER(Daten!$D$159:$D$274,(Daten!$A$159:$A$274=GTel!D92)*(Daten!$B$159:$B$274=GTel!C92))),\"\"))),\"\")","v":""}]
[{"$nulls":13},{"$f":"IFERROR(IF(C93=$C$6,_xlfn.XLOOKUP(GTel!F93,Daten!$F$157:$I$157,_xlfn.XLOOKUP(GTel!C93&GTel!D93&GTel!E93,Daten!$B$159:$B$274&Daten!$A$159:$A$274&Daten!$C$159:$C$274,Daten!$F$159:$I$274)),\nIF(C93=$C$7,_xlfn.XLOOKUP(GTel!C93&GTel!D93&GTel!E93,Daten!$B$159:$B$274&Daten!$A$159:$A$274&Daten!$D$159:$D$274,Daten!$K$159:$K$274)*I93*_xlfn.XLOOKUP(G93,Daten!$M$157:$O$157,_xlfn.XLOOKUP(GTel!C93&GTel!D93&GTel!E93,Daten!$B$159:$B$274&Daten!$A$159:$A$274&Daten!$D$159:$D$274,Daten!$M$159:$O$274))*_xlfn.XLOOKUP(F93,Daten!$V$157:$Y$157,_xlfn.XLOOKUP(GTel!C93&GTel!D93&GTel!E93,Daten!$B$159:$B$274&Daten!$A$159:$A$274&Daten!$D$159:$D$274,Daten!$V$159:$Y$274)),\nIF(C93=$C$8,_xlfn.XLOOKUP(GTel!C93&GTel!D93&GTel!E93,Daten!$B$159:$B$274&Daten!$A$159:$A$274&Daten!$D$159:$D$274,Daten!$K$159:$K$274)*I93*_xlfn.XLOOKUP(G93,Daten!$M$157:$O$157,_xlfn.XLOOKUP(GTel!C93&GTel!D93&GTel!E93,Daten!$B$159:$B$274&Daten!$A$159:$A$274&Daten!$D$159:$D$274,Daten!$M$159:$O$274))*_xlfn.XLOOKUP(H93,Daten!$Q$157:$T$157,_xlfn.XLOOKUP(GTel!C93&GTel!D93&GTel!E93,Daten!$B$159:$B$274&Daten!$A$159:$A$274&Daten!$D$159:$D$274,Daten!$Q$159:$T$274)),\nIF(C93=$C$9,J93*K93*L93,\n\"\")))),0)","v":""},{"$f":"IFERROR(\nIF(C93=$C$6,TRANSPOSE(_xlfn._xlws.FILTER(Daten!$C$159:$C$274,(Daten!$A$159:$A$274=GTel!D93)*(Daten!$B$159:$B$274=GTel!C93))),\nIF(C93=$C$7,TRANSPOSE(_xlfn._xlws.FILTER(Daten!$D$159:$D$274,(Daten!$A$159:$A$274=GTel!D93)*(Daten!$B$159:$B$274=GTel!C93))),\nIF(C93=$C$8,TRANSPOSE(_xlfn._xlws.FILTER(Daten!$D$159:$D$274,(Daten!$A$159:$A$274=GTel!D93)*(Daten!$B$159:$B$274=GTel!C93))),\"\"))),\"\")","v":""}]
[{"$nulls":13},{"$f":"IFERROR(IF(C94=$C$6,_xlfn.XLOOKUP(GTel!F94,Daten!$F$157:$I$157,_xlfn.XLOOKUP(GTel!C94&GTel!D94&GTel!E94,Daten!$B$159:$B$274&Daten!$A$159:$A$274&Daten!$C$159:$C$274,Daten!$F$159:$I$274)),\nIF(C94=$C$7,_xlfn.XLOOKUP(GTel!C94&GTel!D94&GTel!E94,Daten!$B$159:$B$274&Daten!$A$159:$A$274&Daten!$D$159:$D$274,Daten!$K$159:$K$274)*I94*_xlfn.XLOOKUP(G94,Daten!$M$157:$O$157,_xlfn.XLOOKUP(GTel!C94&GTel!D94&GTel!E94,Daten!$B$159:$B$274&Daten!$A$159:$A$274&Daten!$D$159:$D$274,Daten!$M$159:$O$274))*_xlfn.XLOOKUP(F94,Daten!$V$157:$Y$157,_xlfn.XLOOKUP(GTel!C94&GTel!D94&GTel!E94,Daten!$B$159:$B$274&Daten!$A$159:$A$274&Daten!$D$159:$D$274,Daten!$V$159:$Y$274)),\nIF(C94=$C$8,_xlfn.XLOOKUP(GTel!C94&GTel!D94&GTel!E94,Daten!$B$159:$B$274&Daten!$A$159:$A$274&Daten!$D$159:$D$274,Daten!$K$159:$K$274)*I94*_xlfn.XLOOKUP(G94,Daten!$M$157:$O$157,_xlfn.XLOOKUP(GTel!C94&GTel!D94&GTel!E94,Daten!$B$159:$B$274&Daten!$A$159:$A$274&Daten!$D$159:$D$274,Daten!$M$159:$O$274))*_xlfn.XLOOKUP(H94,Daten!$Q$157:$T$157,_xlfn.XLOOKUP(GTel!C94&GTel!D94&GTel!E94,Daten!$B$159:$B$274&Daten!$A$159:$A$274&Daten!$D$159:$D$274,Daten!$Q$159:$T$274)),\nIF(C94=$C$9,J94*K94*L94,\n\"\")))),0)","v":""},{"$f":"IFERROR(\nIF(C94=$C$6,TRANSPOSE(_xlfn._xlws.FILTER(Daten!$C$159:$C$274,(Daten!$A$159:$A$274=GTel!D94)*(Daten!$B$159:$B$274=GTel!C94))),\nIF(C94=$C$7,TRANSPOSE(_xlfn._xlws.FILTER(Daten!$D$159:$D$274,(Daten!$A$159:$A$274=GTel!D94)*(Daten!$B$159:$B$274=GTel!C94))),\nIF(C94=$C$8,TRANSPOSE(_xlfn._xlws.FILTER(Daten!$D$159:$D$274,(Daten!$A$159:$A$274=GTel!D94)*(Daten!$B$159:$B$274=GTel!C94))),\"\"))),\"\")","v":""}]
[{"$nulls":13},{"$f":"IFERROR(IF(C95=$C$6,_xlfn.XLOOKUP(GTel!F95,Daten!$F$157:$I$157,_xlfn.XLOOKUP(GTel!C95&GTel!D95&GTel!E95,Daten!$B$159:$B$274&Daten!$A$159:$A$274&Daten!$C$159:$C$274,Daten!$F$159:$I$274)),\nIF(C95=$C$7,_xlfn.XLOOKUP(GTel!C95&GTel!D95&GTel!E95,Daten!$B$159:$B$274&Daten!$A$159:$A$274&Daten!$D$159:$D$274,Daten!$K$159:$K$274)*I95*_xlfn.XLOOKUP(G95,Daten!$M$157:$O$157,_xlfn.XLOOKUP(GTel!C95&GTel!D95&GTel!E95,Daten!$B$159:$B$274&Daten!$A$159:$A$274&Daten!$D$159:$D$274,Daten!$M$159:$O$274))*_xlfn.XLOOKUP(F95,Daten!$V$157:$Y$157,_xlfn.XLOOKUP(GTel!C95&GTel!D95&GTel!E95,Daten!$B$159:$B$274&Daten!$A$159:$A$274&Daten!$D$159:$D$274,Daten!$V$159:$Y$274)),\nIF(C95=$C$8,_xlfn.XLOOKUP(GTel!C95&GTel!D95&GTel!E95,Daten!$B$159:$B$274&Daten!$A$159:$A$274&Daten!$D$159:$D$274,Daten!$K$159:$K$274)*I95*_xlfn.XLOOKUP(G95,Daten!$M$157:$O$157,_xlfn.XLOOKUP(GTel!C95&GTel!D95&GTel!E95,Daten!$B$159:$B$274&Daten!$A$159:$A$274&Daten!$D$159:$D$274,Daten!$M$159:$O$274))*_xlfn.XLOOKUP(H95,Daten!$Q$157:$T$157,_xlfn.XLOOKUP(GTel!C95&GTel!D95&GTel!E95,Daten!$B$159:$B$274&Daten!$A$159:$A$274&Daten!$D$159:$D$274,Daten!$Q$159:$T$274)),\nIF(C95=$C$9,J95*K95*L95,\n\"\")))),0)","v":""},{"$f":"IFERROR(\nIF(C95=$C$6,TRANSPOSE(_xlfn._xlws.FILTER(Daten!$C$159:$C$274,(Daten!$A$159:$A$274=GTel!D95)*(Daten!$B$159:$B$274=GTel!C95))),\nIF(C95=$C$7,TRANSPOSE(_xlfn._xlws.FILTER(Daten!$D$159:$D$274,(Daten!$A$159:$A$274=GTel!D95)*(Daten!$B$159:$B$274=GTel!C95))),\nIF(C95=$C$8,TRANSPOSE(_xlfn._xlws.FILTER(Daten!$D$159:$D$274,(Daten!$A$159:$A$274=GTel!D95)*(Daten!$B$159:$B$274=GTel!C95))),\"\"))),\"\")","v":""}]
[{"$nulls":13},{"$f":"IFERROR(IF(C96=$C$6,_xlfn.XLOOKUP(GTel!F96,Daten!$F$157:$I$157,_xlfn.XLOOKUP(GTel!C96&GTel!D96&GTel!E96,Daten!$B$159:$B$274&Daten!$A$159:$A$274&Daten!$C$159:$C$274,Daten!$F$159:$I$274)),\nIF(C96=$C$7,_xlfn.XLOOKUP(GTel!C96&GTel!D96&GTel!E96,Daten!$B$159:$B$274&Daten!$A$159:$A$274&Daten!$D$159:$D$274,Daten!$K$159:$K$274)*I96*_xlfn.XLOOKUP(G96,Daten!$M$157:$O$157,_xlfn.XLOOKUP(GTel!C96&GTel!D96&GTel!E96,Daten!$B$159:$B$274&Daten!$A$159:$A$274&Daten!$D$159:$D$274,Daten!$M$159:$O$274))*_xlfn.XLOOKUP(F96,Daten!$V$157:$Y$157,_xlfn.XLOOKUP(GTel!C96&GTel!D96&GTel!E96,Daten!$B$159:$B$274&Daten!$A$159:$A$274&Daten!$D$159:$D$274,Daten!$V$159:$Y$274)),\nIF(C96=$C$8,_xlfn.XLOOKUP(GTel!C96&GTel!D96&GTel!E96,Daten!$B$159:$B$274&Daten!$A$159:$A$274&Daten!$D$159:$D$274,Daten!$K$159:$K$274)*I96*_xlfn.XLOOKUP(G96,Daten!$M$157:$O$157,_xlfn.XLOOKUP(GTel!C96&GTel!D96&GTel!E96,Daten!$B$159:$B$274&Daten!$A$159:$A$274&Daten!$D$159:$D$274,Daten!$M$159:$O$274))*_xlfn.XLOOKUP(H96,Daten!$Q$157:$T$157,_xlfn.XLOOKUP(GTel!C96&GTel!D96&GTel!E96,Daten!$B$159:$B$274&Daten!$A$159:$A$274&Daten!$D$159:$D$274,Daten!$Q$159:$T$274)),\nIF(C96=$C$9,J96*K96*L96,\n\"\")))),0)","v":""},{"$f":"IFERROR(\nIF(C96=$C$6,TRANSPOSE(_xlfn._xlws.FILTER(Daten!$C$159:$C$274,(Daten!$A$159:$A$274=GTel!D96)*(Daten!$B$159:$B$274=GTel!C96))),\nIF(C96=$C$7,TRANSPOSE(_xlfn._xlws.FILTER(Daten!$D$159:$D$274,(Daten!$A$159:$A$274=GTel!D96)*(Daten!$B$159:$B$274=GTel!C96))),\nIF(C96=$C$8,TRANSPOSE(_xlfn._xlws.FILTER(Daten!$D$159:$D$274,(Daten!$A$159:$A$274=GTel!D96)*(Daten!$B$159:$B$274=GTel!C96))),\"\"))),\"\")","v":""}]
[{"$nulls":13},{"$f":"IFERROR(IF(C97=$C$6,_xlfn.XLOOKUP(GTel!F97,Daten!$F$157:$I$157,_xlfn.XLOOKUP(GTel!C97&GTel!D97&GTel!E97,Daten!$B$159:$B$274&Daten!$A$159:$A$274&Daten!$C$159:$C$274,Daten!$F$159:$I$274)),\nIF(C97=$C$7,_xlfn.XLOOKUP(GTel!C97&GTel!D97&GTel!E97,Daten!$B$159:$B$274&Daten!$A$159:$A$274&Daten!$D$159:$D$274,Daten!$K$159:$K$274)*I97*_xlfn.XLOOKUP(G97,Daten!$M$157:$O$157,_xlfn.XLOOKUP(GTel!C97&GTel!D97&GTel!E97,Daten!$B$159:$B$274&Daten!$A$159:$A$274&Daten!$D$159:$D$274,Daten!$M$159:$O$274))*_xlfn.XLOOKUP(F97,Daten!$V$157:$Y$157,_xlfn.XLOOKUP(GTel!C97&GTel!D97&GTel!E97,Daten!$B$159:$B$274&Daten!$A$159:$A$274&Daten!$D$159:$D$274,Daten!$V$159:$Y$274)),\nIF(C97=$C$8,_xlfn.XLOOKUP(GTel!C97&GTel!D97&GTel!E97,Daten!$B$159:$B$274&Daten!$A$159:$A$274&Daten!$D$159:$D$274,Daten!$K$159:$K$274)*I97*_xlfn.XLOOKUP(G97,Daten!$M$157:$O$157,_xlfn.XLOOKUP(GTel!C97&GTel!D97&GTel!E97,Daten!$B$159:$B$274&Daten!$A$159:$A$274&Daten!$D$159:$D$274,Daten!$M$159:$O$274))*_xlfn.XLOOKUP(H97,Daten!$Q$157:$T$157,_xlfn.XLOOKUP(GTel!C97&GTel!D97&GTel!E97,Daten!$B$159:$B$274&Daten!$A$159:$A$274&Daten!$D$159:$D$274,Daten!$Q$159:$T$274)),\nIF(C97=$C$9,J97*K97*L97,\n\"\")))),0)","v":""},{"$f":"IFERROR(\nIF(C97=$C$6,TRANSPOSE(_xlfn._xlws.FILTER(Daten!$C$159:$C$274,(Daten!$A$159:$A$274=GTel!D97)*(Daten!$B$159:$B$274=GTel!C97))),\nIF(C97=$C$7,TRANSPOSE(_xlfn._xlws.FILTER(Daten!$D$159:$D$274,(Daten!$A$159:$A$274=GTel!D97)*(Daten!$B$159:$B$274=GTel!C97))),\nIF(C97=$C$8,TRANSPOSE(_xlfn._xlws.FILTER(Daten!$D$159:$D$274,(Daten!$A$159:$A$274=GTel!D97)*(Daten!$B$159:$B$274=GTel!C97))),\"\"))),\"\")","v":""}]
[{"$nulls":13},{"$f":"IFERROR(IF(C98=$C$6,_xlfn.XLOOKUP(GTel!F98,Daten!$F$157:$I$157,_xlfn.XLOOKUP(GTel!C98&GTel!D98&GTel!E98,Daten!$B$159:$B$274&Daten!$A$159:$A$274&Daten!$C$159:$C$274,Daten!$F$159:$I$274)),\nIF(C98=$C$7,_xlfn.XLOOKUP(GTel!C98&GTel!D98&GTel!E98,Daten!$B$159:$B$274&Daten!$A$159:$A$274&Daten!$D$159:$D$274,Daten!$K$159:$K$274)*I98*_xlfn.XLOOKUP(G98,Daten!$M$157:$O$157,_xlfn.XLOOKUP(GTel!C98&GTel!D98&GTel!E98,Daten!$B$159:$B$274&Daten!$A$159:$A$274&Daten!$D$159:$D$274,Daten!$M$159:$O$274))*_xlfn.XLOOKUP(F98,Daten!$V$157:$Y$157,_xlfn.XLOOKUP(GTel!C98&GTel!D98&GTel!E98,Daten!$B$159:$B$274&Daten!$A$159:$A$274&Daten!$D$159:$D$274,Daten!$V$159:$Y$274)),\nIF(C98=$C$8,_xlfn.XLOOKUP(GTel!C98&GTel!D98&GTel!E98,Daten!$B$159:$B$274&Daten!$A$159:$A$274&Daten!$D$159:$D$274,Daten!$K$159:$K$274)*I98*_xlfn.XLOOKUP(G98,Daten!$M$157:$O$157,_xlfn.XLOOKUP(GTel!C98&GTel!D98&GTel!E98,Daten!$B$159:$B$274&Daten!$A$159:$A$274&Daten!$D$159:$D$274,Daten!$M$159:$O$274))*_xlfn.XLOOKUP(H98,Daten!$Q$157:$T$157,_xlfn.XLOOKUP(GTel!C98&GTel!D98&GTel!E98,Daten!$B$159:$B$274&Daten!$A$159:$A$274&Daten!$D$159:$D$274,Daten!$Q$159:$T$274)),\nIF(C98=$C$9,J98*K98*L98,\n\"\")))),0)","v":""},{"$f":"IFERROR(\nIF(C98=$C$6,TRANSPOSE(_xlfn._xlws.FILTER(Daten!$C$159:$C$274,(Daten!$A$159:$A$274=GTel!D98)*(Daten!$B$159:$B$274=GTel!C98))),\nIF(C98=$C$7,TRANSPOSE(_xlfn._xlws.FILTER(Daten!$D$159:$D$274,(Daten!$A$159:$A$274=GTel!D98)*(Daten!$B$159:$B$274=GTel!C98))),\nIF(C98=$C$8,TRANSPOSE(_xlfn._xlws.FILTER(Daten!$D$159:$D$274,(Daten!$A$159:$A$274=GTel!D98)*(Daten!$B$159:$B$274=GTel!C98))),\"\"))),\"\")","v":""}]
[{"$nulls":13},{"$f":"IFERROR(IF(C99=$C$6,_xlfn.XLOOKUP(GTel!F99,Daten!$F$157:$I$157,_xlfn.XLOOKUP(GTel!C99&GTel!D99&GTel!E99,Daten!$B$159:$B$274&Daten!$A$159:$A$274&Daten!$C$159:$C$274,Daten!$F$159:$I$274)),\nIF(C99=$C$7,_xlfn.XLOOKUP(GTel!C99&GTel!D99&GTel!E99,Daten!$B$159:$B$274&Daten!$A$159:$A$274&Daten!$D$159:$D$274,Daten!$K$159:$K$274)*I99*_xlfn.XLOOKUP(G99,Daten!$M$157:$O$157,_xlfn.XLOOKUP(GTel!C99&GTel!D99&GTel!E99,Daten!$B$159:$B$274&Daten!$A$159:$A$274&Daten!$D$159:$D$274,Daten!$M$159:$O$274))*_xlfn.XLOOKUP(F99,Daten!$V$157:$Y$157,_xlfn.XLOOKUP(GTel!C99&GTel!D99&GTel!E99,Daten!$B$159:$B$274&Daten!$A$159:$A$274&Daten!$D$159:$D$274,Daten!$V$159:$Y$274)),\nIF(C99=$C$8,_xlfn.XLOOKUP(GTel!C99&GTel!D99&GTel!E99,Daten!$B$159:$B$274&Daten!$A$159:$A$274&Daten!$D$159:$D$274,Daten!$K$159:$K$274)*I99*_xlfn.XLOOKUP(G99,Daten!$M$157:$O$157,_xlfn.XLOOKUP(GTel!C99&GTel!D99&GTel!E99,Daten!$B$159:$B$274&Daten!$A$159:$A$274&Daten!$D$159:$D$274,Daten!$M$159:$O$274))*_xlfn.XLOOKUP(H99,Daten!$Q$157:$T$157,_xlfn.XLOOKUP(GTel!C99&GTel!D99&GTel!E99,Daten!$B$159:$B$274&Daten!$A$159:$A$274&Daten!$D$159:$D$274,Daten!$Q$159:$T$274)),\nIF(C99=$C$9,J99*K99*L99,\n\"\")))),0)","v":""},{"$f":"IFERROR(\nIF(C99=$C$6,TRANSPOSE(_xlfn._xlws.FILTER(Daten!$C$159:$C$274,(Daten!$A$159:$A$274=GTel!D99)*(Daten!$B$159:$B$274=GTel!C99))),\nIF(C99=$C$7,TRANSPOSE(_xlfn._xlws.FILTER(Daten!$D$159:$D$274,(Daten!$A$159:$A$274=GTel!D99)*(Daten!$B$159:$B$274=GTel!C99))),\nIF(C99=$C$8,TRANSPOSE(_xlfn._xlws.FILTER(Daten!$D$159:$D$274,(Daten!$A$159:$A$274=GTel!D99)*(Daten!$B$159:$B$274=GTel!C99))),\"\"))),\"\")","v":""}]
[{"$nulls":13},{"$f":"IFERROR(IF(C100=$C$6,_xlfn.XLOOKUP(GTel!F100,Daten!$F$157:$I$157,_xlfn.XLOOKUP(GTel!C100&GTel!D100&GTel!E100,Daten!$B$159:$B$274&Daten!$A$159:$A$274&Daten!$C$159:$C$274,Daten!$F$159:$I$274)),\nIF(C100=$C$7,_xlfn.XLOOKUP(GTel!C100&GTel!D100&GTel!E100,Daten!$B$159:$B$274&Daten!$A$159:$A$274&Daten!$D$159:$D$274,Daten!$K$159:$K$274)*I100*_xlfn.XLOOKUP(G100,Daten!$M$157:$O$157,_xlfn.XLOOKUP(GTel!C100&GTel!D100&GTel!E100,Daten!$B$159:$B$274&Daten!$A$159:$A$274&Daten!$D$159:$D$274,Daten!$M$159:$O$274))*_xlfn.XLOOKUP(F100,Daten!$V$157:$Y$157,_xlfn.XLOOKUP(GTel!C100&GTel!D100&GTel!E100,Daten!$B$159:$B$274&Daten!$A$159:$A$274&Daten!$D$159:$D$274,Daten!$V$159:$Y$274)),\nIF(C100=$C$8,_xlfn.XLOOKUP(GTel!C100&GTel!D100&GTel!E100,Daten!$B$159:$B$274&Daten!$A$159:$A$274&Daten!$D$159:$D$274,Daten!$K$159:$K$274)*I100*_xlfn.XLOOKUP(G100,Daten!$M$157:$O$157,_xlfn.XLOOKUP(GTel!C100&GTel!D100&GTel!E100,Daten!$B$159:$B$274&Daten!$A$159:$A$274&Daten!$D$159:$D$274,Daten!$M$159:$O$274))*_xlfn.XLOOKUP(H100,Daten!$Q$157:$T$157,_xlfn.XLOOKUP(GTel!C100&GTel!D100&GTel!E100,Daten!$B$159:$B$274&Daten!$A$159:$A$274&Daten!$D$159:$D$274,Daten!$Q$159:$T$274)),\nIF(C100=$C$9,J100*K100*L100,\n\"\")))),0)","v":""},{"$f":"IFERROR(\nIF(C100=$C$6,TRANSPOSE(_xlfn._xlws.FILTER(Daten!$C$159:$C$274,(Daten!$A$159:$A$274=GTel!D100)*(Daten!$B$159:$B$274=GTel!C100))),\nIF(C100=$C$7,TRANSPOSE(_xlfn._xlws.FILTER(Daten!$D$159:$D$274,(Daten!$A$159:$A$274=GTel!D100)*(Daten!$B$159:$B$274=GTel!C100))),\nIF(C100=$C$8,TRANSPOSE(_xlfn._xlws.FILTER(Daten!$D$159:$D$274,(Daten!$A$159:$A$274=GTel!D100)*(Daten!$B$159:$B$274=GTel!C100))),\"\"))),\"\")","v":""}]
[{"$nulls":13},{"$f":"IFERROR(IF(C101=$C$6,_xlfn.XLOOKUP(GTel!F101,Daten!$F$157:$I$157,_xlfn.XLOOKUP(GTel!C101&GTel!D101&GTel!E101,Daten!$B$159:$B$274&Daten!$A$159:$A$274&Daten!$C$159:$C$274,Daten!$F$159:$I$274)),\nIF(C101=$C$7,_xlfn.XLOOKUP(GTel!C101&GTel!D101&GTel!E101,Daten!$B$159:$B$274&Daten!$A$159:$A$274&Daten!$D$159:$D$274,Daten!$K$159:$K$274)*I101*_xlfn.XLOOKUP(G101,Daten!$M$157:$O$157,_xlfn.XLOOKUP(GTel!C101&GTel!D101&GTel!E101,Daten!$B$159:$B$274&Daten!$A$159:$A$274&Daten!$D$159:$D$274,Daten!$M$159:$O$274))*_xlfn.XLOOKUP(F101,Daten!$V$157:$Y$157,_xlfn.XLOOKUP(GTel!C101&GTel!D101&GTel!E101,Daten!$B$159:$B$274&Daten!$A$159:$A$274&Daten!$D$159:$D$274,Daten!$V$159:$Y$274)),\nIF(C101=$C$8,_xlfn.XLOOKUP(GTel!C101&GTel!D101&GTel!E101,Daten!$B$159:$B$274&Daten!$A$159:$A$274&Daten!$D$159:$D$274,Daten!$K$159:$K$274)*I101*_xlfn.XLOOKUP(G101,Daten!$M$157:$O$157,_xlfn.XLOOKUP(GTel!C101&GTel!D101&GTel!E101,Daten!$B$159:$B$274&Daten!$A$159:$A$274&Daten!$D$159:$D$274,Daten!$M$159:$O$274))*_xlfn.XLOOKUP(H101,Daten!$Q$157:$T$157,_xlfn.XLOOKUP(GTel!C101&GTel!D101&GTel!E101,Daten!$B$159:$B$274&Daten!$A$159:$A$274&Daten!$D$159:$D$274,Daten!$Q$159:$T$274)),\nIF(C101=$C$9,J101*K101*L101,\n\"\")))),0)","v":""},{"$f":"IFERROR(\nIF(C101=$C$6,TRANSPOSE(_xlfn._xlws.FILTER(Daten!$C$159:$C$274,(Daten!$A$159:$A$274=GTel!D101)*(Daten!$B$159:$B$274=GTel!C101))),\nIF(C101=$C$7,TRANSPOSE(_xlfn._xlws.FILTER(Daten!$D$159:$D$274,(Daten!$A$159:$A$274=GTel!D101)*(Daten!$B$159:$B$274=GTel!C101))),\nIF(C101=$C$8,TRANSPOSE(_xlfn._xlws.FILTER(Daten!$D$159:$D$274,(Daten!$A$159:$A$274=GTel!D101)*(Daten!$B$159:$B$274=GTel!C101))),\"\"))),\"\")","v":""}]
[{"$nulls":13},{"$f":"IFERROR(IF(C102=$C$6,_xlfn.XLOOKUP(GTel!F102,Daten!$F$157:$I$157,_xlfn.XLOOKUP(GTel!C102&GTel!D102&GTel!E102,Daten!$B$159:$B$274&Daten!$A$159:$A$274&Daten!$C$159:$C$274,Daten!$F$159:$I$274)),\nIF(C102=$C$7,_xlfn.XLOOKUP(GTel!C102&GTel!D102&GTel!E102,Daten!$B$159:$B$274&Daten!$A$159:$A$274&Daten!$D$159:$D$274,Daten!$K$159:$K$274)*I102*_xlfn.XLOOKUP(G102,Daten!$M$157:$O$157,_xlfn.XLOOKUP(GTel!C102&GTel!D102&GTel!E102,Daten!$B$159:$B$274&Daten!$A$159:$A$274&Daten!$D$159:$D$274,Daten!$M$159:$O$274))*_xlfn.XLOOKUP(F102,Daten!$V$157:$Y$157,_xlfn.XLOOKUP(GTel!C102&GTel!D102&GTel!E102,Daten!$B$159:$B$274&Daten!$A$159:$A$274&Daten!$D$159:$D$274,Daten!$V$159:$Y$274)),\nIF(C102=$C$8,_xlfn.XLOOKUP(GTel!C102&GTel!D102&GTel!E102,Daten!$B$159:$B$274&Daten!$A$159:$A$274&Daten!$D$159:$D$274,Daten!$K$159:$K$274)*I102*_xlfn.XLOOKUP(G102,Daten!$M$157:$O$157,_xlfn.XLOOKUP(GTel!C102&GTel!D102&GTel!E102,Daten!$B$159:$B$274&Daten!$A$159:$A$274&Daten!$D$159:$D$274,Daten!$M$159:$O$274))*_xlfn.XLOOKUP(H102,Daten!$Q$157:$T$157,_xlfn.XLOOKUP(GTel!C102&GTel!D102&GTel!E102,Daten!$B$159:$B$274&Daten!$A$159:$A$274&Daten!$D$159:$D$274,Daten!$Q$159:$T$274)),\nIF(C102=$C$9,J102*K102*L102,\n\"\")))),0)","v":""},{"$f":"IFERROR(\nIF(C102=$C$6,TRANSPOSE(_xlfn._xlws.FILTER(Daten!$C$159:$C$274,(Daten!$A$159:$A$274=GTel!D102)*(Daten!$B$159:$B$274=GTel!C102))),\nIF(C102=$C$7,TRANSPOSE(_xlfn._xlws.FILTER(Daten!$D$159:$D$274,(Daten!$A$159:$A$274=GTel!D102)*(Daten!$B$159:$B$274=GTel!C102))),\nIF(C102=$C$8,TRANSPOSE(_xlfn._xlws.FILTER(Daten!$D$159:$D$274,(Daten!$A$159:$A$274=GTel!D102)*(Daten!$B$159:$B$274=GTel!C102))),\"\"))),\"\")","v":""}]
[{"$nulls":13},{"$f":"IFERROR(IF(C103=$C$6,_xlfn.XLOOKUP(GTel!F103,Daten!$F$157:$I$157,_xlfn.XLOOKUP(GTel!C103&GTel!D103&GTel!E103,Daten!$B$159:$B$274&Daten!$A$159:$A$274&Daten!$C$159:$C$274,Daten!$F$159:$I$274)),\nIF(C103=$C$7,_xlfn.XLOOKUP(GTel!C103&GTel!D103&GTel!E103,Daten!$B$159:$B$274&Daten!$A$159:$A$274&Daten!$D$159:$D$274,Daten!$K$159:$K$274)*I103*_xlfn.XLOOKUP(G103,Daten!$M$157:$O$157,_xlfn.XLOOKUP(GTel!C103&GTel!D103&GTel!E103,Daten!$B$159:$B$274&Daten!$A$159:$A$274&Daten!$D$159:$D$274,Daten!$M$159:$O$274))*_xlfn.XLOOKUP(F103,Daten!$V$157:$Y$157,_xlfn.XLOOKUP(GTel!C103&GTel!D103&GTel!E103,Daten!$B$159:$B$274&Daten!$A$159:$A$274&Daten!$D$159:$D$274,Daten!$V$159:$Y$274)),\nIF(C103=$C$8,_xlfn.XLOOKUP(GTel!C103&GTel!D103&GTel!E103,Daten!$B$159:$B$274&Daten!$A$159:$A$274&Daten!$D$159:$D$274,Daten!$K$159:$K$274)*I103*_xlfn.XLOOKUP(G103,Daten!$M$157:$O$157,_xlfn.XLOOKUP(GTel!C103&GTel!D103&GTel!E103,Daten!$B$159:$B$274&Daten!$A$159:$A$274&Daten!$D$159:$D$274,Daten!$M$159:$O$274))*_xlfn.XLOOKUP(H103,Daten!$Q$157:$T$157,_xlfn.XLOOKUP(GTel!C103&GTel!D103&GTel!E103,Daten!$B$159:$B$274&Daten!$A$159:$A$274&Daten!$D$159:$D$274,Daten!$Q$159:$T$274)),\nIF(C103=$C$9,J103*K103*L103,\n\"\")))),0)","v":""},{"$f":"IFERROR(\nIF(C103=$C$6,TRANSPOSE(_xlfn._xlws.FILTER(Daten!$C$159:$C$274,(Daten!$A$159:$A$274=GTel!D103)*(Daten!$B$159:$B$274=GTel!C103))),\nIF(C103=$C$7,TRANSPOSE(_xlfn._xlws.FILTER(Daten!$D$159:$D$274,(Daten!$A$159:$A$274=GTel!D103)*(Daten!$B$159:$B$274=GTel!C103))),\nIF(C103=$C$8,TRANSPOSE(_xlfn._xlws.FILTER(Daten!$D$159:$D$274,(Daten!$A$159:$A$274=GTel!D103)*(Daten!$B$159:$B$274=GTel!C103))),\"\"))),\"\")","v":""}]
[{"$nulls":13},{"$f":"IFERROR(IF(C104=$C$6,_xlfn.XLOOKUP(GTel!F104,Daten!$F$157:$I$157,_xlfn.XLOOKUP(GTel!C104&GTel!D104&GTel!E104,Daten!$B$159:$B$274&Daten!$A$159:$A$274&Daten!$C$159:$C$274,Daten!$F$159:$I$274)),\nIF(C104=$C$7,_xlfn.XLOOKUP(GTel!C104&GTel!D104&GTel!E104,Daten!$B$159:$B$274&Daten!$A$159:$A$274&Daten!$D$159:$D$274,Daten!$K$159:$K$274)*I104*_xlfn.XLOOKUP(G104,Daten!$M$157:$O$157,_xlfn.XLOOKUP(GTel!C104&GTel!D104&GTel!E104,Daten!$B$159:$B$274&Daten!$A$159:$A$274&Daten!$D$159:$D$274,Daten!$M$159:$O$274))*_xlfn.XLOOKUP(F104,Daten!$V$157:$Y$157,_xlfn.XLOOKUP(GTel!C104&GTel!D104&GTel!E104,Daten!$B$159:$B$274&Daten!$A$159:$A$274&Daten!$D$159:$D$274,Daten!$V$159:$Y$274)),\nIF(C104=$C$8,_xlfn.XLOOKUP(GTel!C104&GTel!D104&GTel!E104,Daten!$B$159:$B$274&Daten!$A$159:$A$274&Daten!$D$159:$D$274,Daten!$K$159:$K$274)*I104*_xlfn.XLOOKUP(G104,Daten!$M$157:$O$157,_xlfn.XLOOKUP(GTel!C104&GTel!D104&GTel!E104,Daten!$B$159:$B$274&Daten!$A$159:$A$274&Daten!$D$159:$D$274,Daten!$M$159:$O$274))*_xlfn.XLOOKUP(H104,Daten!$Q$157:$T$157,_xlfn.XLOOKUP(GTel!C104&GTel!D104&GTel!E104,Daten!$B$159:$B$274&Daten!$A$159:$A$274&Daten!$D$159:$D$274,Daten!$Q$159:$T$274)),\nIF(C104=$C$9,J104*K104*L104,\n\"\")))),0)","v":""},{"$f":"IFERROR(\nIF(C104=$C$6,TRANSPOSE(_xlfn._xlws.FILTER(Daten!$C$159:$C$274,(Daten!$A$159:$A$274=GTel!D104)*(Daten!$B$159:$B$274=GTel!C104))),\nIF(C104=$C$7,TRANSPOSE(_xlfn._xlws.FILTER(Daten!$D$159:$D$274,(Daten!$A$159:$A$274=GTel!D104)*(Daten!$B$159:$B$274=GTel!C104))),\nIF(C104=$C$8,TRANSPOSE(_xlfn._xlws.FILTER(Daten!$D$159:$D$274,(Daten!$A$159:$A$274=GTel!D104)*(Daten!$B$159:$B$274=GTel!C104))),\"\"))),\"\")","v":""}]
[{"$nulls":13},{"$f":"IFERROR(IF(C105=$C$6,_xlfn.XLOOKUP(GTel!F105,Daten!$F$157:$I$157,_xlfn.XLOOKUP(GTel!C105&GTel!D105&GTel!E105,Daten!$B$159:$B$274&Daten!$A$159:$A$274&Daten!$C$159:$C$274,Daten!$F$159:$I$274)),\nIF(C105=$C$7,_xlfn.XLOOKUP(GTel!C105&GTel!D105&GTel!E105,Daten!$B$159:$B$274&Daten!$A$159:$A$274&Daten!$D$159:$D$274,Daten!$K$159:$K$274)*I105*_xlfn.XLOOKUP(G105,Daten!$M$157:$O$157,_xlfn.XLOOKUP(GTel!C105&GTel!D105&GTel!E105,Daten!$B$159:$B$274&Daten!$A$159:$A$274&Daten!$D$159:$D$274,Daten!$M$159:$O$274))*_xlfn.XLOOKUP(F105,Daten!$V$157:$Y$157,_xlfn.XLOOKUP(GTel!C105&GTel!D105&GTel!E105,Daten!$B$159:$B$274&Daten!$A$159:$A$274&Daten!$D$159:$D$274,Daten!$V$159:$Y$274)),\nIF(C105=$C$8,_xlfn.XLOOKUP(GTel!C105&GTel!D105&GTel!E105,Daten!$B$159:$B$274&Daten!$A$159:$A$274&Daten!$D$159:$D$274,Daten!$K$159:$K$274)*I105*_xlfn.XLOOKUP(G105,Daten!$M$157:$O$157,_xlfn.XLOOKUP(GTel!C105&GTel!D105&GTel!E105,Daten!$B$159:$B$274&Daten!$A$159:$A$274&Daten!$D$159:$D$274,Daten!$M$159:$O$274))*_xlfn.XLOOKUP(H105,Daten!$Q$157:$T$157,_xlfn.XLOOKUP(GTel!C105&GTel!D105&GTel!E105,Daten!$B$159:$B$274&Daten!$A$159:$A$274&Daten!$D$159:$D$274,Daten!$Q$159:$T$274)),\nIF(C105=$C$9,J105*K105*L105,\n\"\")))),0)","v":""},{"$f":"IFERROR(\nIF(C105=$C$6,TRANSPOSE(_xlfn._xlws.FILTER(Daten!$C$159:$C$274,(Daten!$A$159:$A$274=GTel!D105)*(Daten!$B$159:$B$274=GTel!C105))),\nIF(C105=$C$7,TRANSPOSE(_xlfn._xlws.FILTER(Daten!$D$159:$D$274,(Daten!$A$159:$A$274=GTel!D105)*(Daten!$B$159:$B$274=GTel!C105))),\nIF(C105=$C$8,TRANSPOSE(_xlfn._xlws.FILTER(Daten!$D$159:$D$274,(Daten!$A$159:$A$274=GTel!D105)*(Daten!$B$159:$B$274=GTel!C105))),\"\"))),\"\")","v":""}]
[{"$nulls":13},{"$f":"IFERROR(IF(C106=$C$6,_xlfn.XLOOKUP(GTel!F106,Daten!$F$157:$I$157,_xlfn.XLOOKUP(GTel!C106&GTel!D106&GTel!E106,Daten!$B$159:$B$274&Daten!$A$159:$A$274&Daten!$C$159:$C$274,Daten!$F$159:$I$274)),\nIF(C106=$C$7,_xlfn.XLOOKUP(GTel!C106&GTel!D106&GTel!E106,Daten!$B$159:$B$274&Daten!$A$159:$A$274&Daten!$D$159:$D$274,Daten!$K$159:$K$274)*I106*_xlfn.XLOOKUP(G106,Daten!$M$157:$O$157,_xlfn.XLOOKUP(GTel!C106&GTel!D106&GTel!E106,Daten!$B$159:$B$274&Daten!$A$159:$A$274&Daten!$D$159:$D$274,Daten!$M$159:$O$274))*_xlfn.XLOOKUP(F106,Daten!$V$157:$Y$157,_xlfn.XLOOKUP(GTel!C106&GTel!D106&GTel!E106,Daten!$B$159:$B$274&Daten!$A$159:$A$274&Daten!$D$159:$D$274,Daten!$V$159:$Y$274)),\nIF(C106=$C$8,_xlfn.XLOOKUP(GTel!C106&GTel!D106&GTel!E106,Daten!$B$159:$B$274&Daten!$A$159:$A$274&Daten!$D$159:$D$274,Daten!$K$159:$K$274)*I106*_xlfn.XLOOKUP(G106,Daten!$M$157:$O$157,_xlfn.XLOOKUP(GTel!C106&GTel!D106&GTel!E106,Daten!$B$159:$B$274&Daten!$A$159:$A$274&Daten!$D$159:$D$274,Daten!$M$159:$O$274))*_xlfn.XLOOKUP(H106,Daten!$Q$157:$T$157,_xlfn.XLOOKUP(GTel!C106&GTel!D106&GTel!E106,Daten!$B$159:$B$274&Daten!$A$159:$A$274&Daten!$D$159:$D$274,Daten!$Q$159:$T$274)),\nIF(C106=$C$9,J106*K106*L106,\n\"\")))),0)","v":""},{"$f":"IFERROR(\nIF(C106=$C$6,TRANSPOSE(_xlfn._xlws.FILTER(Daten!$C$159:$C$274,(Daten!$A$159:$A$274=GTel!D106)*(Daten!$B$159:$B$274=GTel!C106))),\nIF(C106=$C$7,TRANSPOSE(_xlfn._xlws.FILTER(Daten!$D$159:$D$274,(Daten!$A$159:$A$274=GTel!D106)*(Daten!$B$159:$B$274=GTel!C106))),\nIF(C106=$C$8,TRANSPOSE(_xlfn._xlws.FILTER(Daten!$D$159:$D$274,(Daten!$A$159:$A$274=GTel!D106)*(Daten!$B$159:$B$274=GTel!C106))),\"\"))),\"\")","v":""}]
[{"$nulls":13},{"$f":"IFERROR(IF(C107=$C$6,_xlfn.XLOOKUP(GTel!F107,Daten!$F$157:$I$157,_xlfn.XLOOKUP(GTel!C107&GTel!D107&GTel!E107,Daten!$B$159:$B$274&Daten!$A$159:$A$274&Daten!$C$159:$C$274,Daten!$F$159:$I$274)),\nIF(C107=$C$7,_xlfn.XLOOKUP(GTel!C107&GTel!D107&GTel!E107,Daten!$B$159:$B$274&Daten!$A$159:$A$274&Daten!$D$159:$D$274,Daten!$K$159:$K$274)*I107*_xlfn.XLOOKUP(G107,Daten!$M$157:$O$157,_xlfn.XLOOKUP(GTel!C107&GTel!D107&GTel!E107,Daten!$B$159:$B$274&Daten!$A$159:$A$274&Daten!$D$159:$D$274,Daten!$M$159:$O$274))*_xlfn.XLOOKUP(F107,Daten!$V$157:$Y$157,_xlfn.XLOOKUP(GTel!C107&GTel!D107&GTel!E107,Daten!$B$159:$B$274&Daten!$A$159:$A$274&Daten!$D$159:$D$274,Daten!$V$159:$Y$274)),\nIF(C107=$C$8,_xlfn.XLOOKUP(GTel!C107&GTel!D107&GTel!E107,Daten!$B$159:$B$274&Daten!$A$159:$A$274&Daten!$D$159:$D$274,Daten!$K$159:$K$274)*I107*_xlfn.XLOOKUP(G107,Daten!$M$157:$O$157,_xlfn.XLOOKUP(GTel!C107&GTel!D107&GTel!E107,Daten!$B$159:$B$274&Daten!$A$159:$A$274&Daten!$D$159:$D$274,Daten!$M$159:$O$274))*_xlfn.XLOOKUP(H107,Daten!$Q$157:$T$157,_xlfn.XLOOKUP(GTel!C107&GTel!D107&GTel!E107,Daten!$B$159:$B$274&Daten!$A$159:$A$274&Daten!$D$159:$D$274,Daten!$Q$159:$T$274)),\nIF(C107=$C$9,J107*K107*L107,\n\"\")))),0)","v":""},{"$f":"IFERROR(\nIF(C107=$C$6,TRANSPOSE(_xlfn._xlws.FILTER(Daten!$C$159:$C$274,(Daten!$A$159:$A$274=GTel!D107)*(Daten!$B$159:$B$274=GTel!C107))),\nIF(C107=$C$7,TRANSPOSE(_xlfn._xlws.FILTER(Daten!$D$159:$D$274,(Daten!$A$159:$A$274=GTel!D107)*(Daten!$B$159:$B$274=GTel!C107))),\nIF(C107=$C$8,TRANSPOSE(_xlfn._xlws.FILTER(Daten!$D$159:$D$274,(Daten!$A$159:$A$274=GTel!D107)*(Daten!$B$159:$B$274=GTel!C107))),\"\"))),\"\")","v":""}]
[{"$nulls":13},{"$f":"IFERROR(IF(C108=$C$6,_xlfn.XLOOKUP(GTel!F108,Daten!$F$157:$I$157,_xlfn.XLOOKUP(GTel!C108&GTel!D108&GTel!E108,Daten!$B$159:$B$274&Daten!$A$159:$A$274&Daten!$C$159:$C$274,Daten!$F$159:$I$274)),\nIF(C108=$C$7,_xlfn.XLOOKUP(GTel!C108&GTel!D108&GTel!E108,Daten!$B$159:$B$274&Daten!$A$159:$A$274&Daten!$D$159:$D$274,Daten!$K$159:$K$274)*I108*_xlfn.XLOOKUP(G108,Daten!$M$157:$O$157,_xlfn.XLOOKUP(GTel!C108&GTel!D108&GTel!E108,Daten!$B$159:$B$274&Daten!$A$159:$A$274&Daten!$D$159:$D$274,Daten!$M$159:$O$274))*_xlfn.XLOOKUP(F108,Daten!$V$157:$Y$157,_xlfn.XLOOKUP(GTel!C108&GTel!D108&GTel!E108,Daten!$B$159:$B$274&Daten!$A$159:$A$274&Daten!$D$159:$D$274,Daten!$V$159:$Y$274)),\nIF(C108=$C$8,_xlfn.XLOOKUP(GTel!C108&GTel!D108&GTel!E108,Daten!$B$159:$B$274&Daten!$A$159:$A$274&Daten!$D$159:$D$274,Daten!$K$159:$K$274)*I108*_xlfn.XLOOKUP(G108,Daten!$M$157:$O$157,_xlfn.XLOOKUP(GTel!C108&GTel!D108&GTel!E108,Daten!$B$159:$B$274&Daten!$A$159:$A$274&Daten!$D$159:$D$274,Daten!$M$159:$O$274))*_xlfn.XLOOKUP(H108,Daten!$Q$157:$T$157,_xlfn.XLOOKUP(GTel!C108&GTel!D108&GTel!E108,Daten!$B$159:$B$274&Daten!$A$159:$A$274&Daten!$D$159:$D$274,Daten!$Q$159:$T$274)),\nIF(C108=$C$9,J108*K108*L108,\n\"\")))),0)","v":""},{"$f":"IFERROR(\nIF(C108=$C$6,TRANSPOSE(_xlfn._xlws.FILTER(Daten!$C$159:$C$274,(Daten!$A$159:$A$274=GTel!D108)*(Daten!$B$159:$B$274=GTel!C108))),\nIF(C108=$C$7,TRANSPOSE(_xlfn._xlws.FILTER(Daten!$D$159:$D$274,(Daten!$A$159:$A$274=GTel!D108)*(Daten!$B$159:$B$274=GTel!C108))),\nIF(C108=$C$8,TRANSPOSE(_xlfn._xlws.FILTER(Daten!$D$159:$D$274,(Daten!$A$159:$A$274=GTel!D108)*(Daten!$B$159:$B$274=GTel!C108))),\"\"))),\"\")","v":""}]
[{"$nulls":13},{"$f":"IFERROR(IF(C109=$C$6,_xlfn.XLOOKUP(GTel!F109,Daten!$F$157:$I$157,_xlfn.XLOOKUP(GTel!C109&GTel!D109&GTel!E109,Daten!$B$159:$B$274&Daten!$A$159:$A$274&Daten!$C$159:$C$274,Daten!$F$159:$I$274)),\nIF(C109=$C$7,_xlfn.XLOOKUP(GTel!C109&GTel!D109&GTel!E109,Daten!$B$159:$B$274&Daten!$A$159:$A$274&Daten!$D$159:$D$274,Daten!$K$159:$K$274)*I109*_xlfn.XLOOKUP(G109,Daten!$M$157:$O$157,_xlfn.XLOOKUP(GTel!C109&GTel!D109&GTel!E109,Daten!$B$159:$B$274&Daten!$A$159:$A$274&Daten!$D$159:$D$274,Daten!$M$159:$O$274))*_xlfn.XLOOKUP(F109,Daten!$V$157:$Y$157,_xlfn.XLOOKUP(GTel!C109&GTel!D109&GTel!E109,Daten!$B$159:$B$274&Daten!$A$159:$A$274&Daten!$D$159:$D$274,Daten!$V$159:$Y$274)),\nIF(C109=$C$8,_xlfn.XLOOKUP(GTel!C109&GTel!D109&GTel!E109,Daten!$B$159:$B$274&Daten!$A$159:$A$274&Daten!$D$159:$D$274,Daten!$K$159:$K$274)*I109*_xlfn.XLOOKUP(G109,Daten!$M$157:$O$157,_xlfn.XLOOKUP(GTel!C109&GTel!D109&GTel!E109,Daten!$B$159:$B$274&Daten!$A$159:$A$274&Daten!$D$159:$D$274,Daten!$M$159:$O$274))*_xlfn.XLOOKUP(H109,Daten!$Q$157:$T$157,_xlfn.XLOOKUP(GTel!C109&GTel!D109&GTel!E109,Daten!$B$159:$B$274&Daten!$A$159:$A$274&Daten!$D$159:$D$274,Daten!$Q$159:$T$274)),\nIF(C109=$C$9,J109*K109*L109,\n\"\")))),0)","v":""},{"$f":"IFERROR(\nIF(C109=$C$6,TRANSPOSE(_xlfn._xlws.FILTER(Daten!$C$159:$C$274,(Daten!$A$159:$A$274=GTel!D109)*(Daten!$B$159:$B$274=GTel!C109))),\nIF(C109=$C$7,TRANSPOSE(_xlfn._xlws.FILTER(Daten!$D$159:$D$274,(Daten!$A$159:$A$274=GTel!D109)*(Daten!$B$159:$B$274=GTel!C109))),\nIF(C109=$C$8,TRANSPOSE(_xlfn._xlws.FILTER(Daten!$D$159:$D$274,(Daten!$A$159:$A$274=GTel!D109)*(Daten!$B$159:$B$274=GTel!C109))),\"\"))),\"\")","v":""}]
[{"$nulls":13},{"$f":"IFERROR(IF(C110=$C$6,_xlfn.XLOOKUP(GTel!F110,Daten!$F$157:$I$157,_xlfn.XLOOKUP(GTel!C110&GTel!D110&GTel!E110,Daten!$B$159:$B$274&Daten!$A$159:$A$274&Daten!$C$159:$C$274,Daten!$F$159:$I$274)),\nIF(C110=$C$7,_xlfn.XLOOKUP(GTel!C110&GTel!D110&GTel!E110,Daten!$B$159:$B$274&Daten!$A$159:$A$274&Daten!$D$159:$D$274,Daten!$K$159:$K$274)*I110*_xlfn.XLOOKUP(G110,Daten!$M$157:$O$157,_xlfn.XLOOKUP(GTel!C110&GTel!D110&GTel!E110,Daten!$B$159:$B$274&Daten!$A$159:$A$274&Daten!$D$159:$D$274,Daten!$M$159:$O$274))*_xlfn.XLOOKUP(F110,Daten!$V$157:$Y$157,_xlfn.XLOOKUP(GTel!C110&GTel!D110&GTel!E110,Daten!$B$159:$B$274&Daten!$A$159:$A$274&Daten!$D$159:$D$274,Daten!$V$159:$Y$274)),\nIF(C110=$C$8,_xlfn.XLOOKUP(GTel!C110&GTel!D110&GTel!E110,Daten!$B$159:$B$274&Daten!$A$159:$A$274&Daten!$D$159:$D$274,Daten!$K$159:$K$274)*I110*_xlfn.XLOOKUP(G110,Daten!$M$157:$O$157,_xlfn.XLOOKUP(GTel!C110&GTel!D110&GTel!E110,Daten!$B$159:$B$274&Daten!$A$159:$A$274&Daten!$D$159:$D$274,Daten!$M$159:$O$274))*_xlfn.XLOOKUP(H110,Daten!$Q$157:$T$157,_xlfn.XLOOKUP(GTel!C110&GTel!D110&GTel!E110,Daten!$B$159:$B$274&Daten!$A$159:$A$274&Daten!$D$159:$D$274,Daten!$Q$159:$T$274)),\nIF(C110=$C$9,J110*K110*L110,\n\"\")))),0)","v":""},{"$f":"IFERROR(\nIF(C110=$C$6,TRANSPOSE(_xlfn._xlws.FILTER(Daten!$C$159:$C$274,(Daten!$A$159:$A$274=GTel!D110)*(Daten!$B$159:$B$274=GTel!C110))),\nIF(C110=$C$7,TRANSPOSE(_xlfn._xlws.FILTER(Daten!$D$159:$D$274,(Daten!$A$159:$A$274=GTel!D110)*(Daten!$B$159:$B$274=GTel!C110))),\nIF(C110=$C$8,TRANSPOSE(_xlfn._xlws.FILTER(Daten!$D$159:$D$274,(Daten!$A$159:$A$274=GTel!D110)*(Daten!$B$159:$B$274=GTel!C110))),\"\"))),\"\")","v":""}]
[{"$nulls":13},{"$f":"IFERROR(IF(C111=$C$6,_xlfn.XLOOKUP(GTel!F111,Daten!$F$157:$I$157,_xlfn.XLOOKUP(GTel!C111&GTel!D111&GTel!E111,Daten!$B$159:$B$274&Daten!$A$159:$A$274&Daten!$C$159:$C$274,Daten!$F$159:$I$274)),\nIF(C111=$C$7,_xlfn.XLOOKUP(GTel!C111&GTel!D111&GTel!E111,Daten!$B$159:$B$274&Daten!$A$159:$A$274&Daten!$D$159:$D$274,Daten!$K$159:$K$274)*I111*_xlfn.XLOOKUP(G111,Daten!$M$157:$O$157,_xlfn.XLOOKUP(GTel!C111&GTel!D111&GTel!E111,Daten!$B$159:$B$274&Daten!$A$159:$A$274&Daten!$D$159:$D$274,Daten!$M$159:$O$274))*_xlfn.XLOOKUP(F111,Daten!$V$157:$Y$157,_xlfn.XLOOKUP(GTel!C111&GTel!D111&GTel!E111,Daten!$B$159:$B$274&Daten!$A$159:$A$274&Daten!$D$159:$D$274,Daten!$V$159:$Y$274)),\nIF(C111=$C$8,_xlfn.XLOOKUP(GTel!C111&GTel!D111&GTel!E111,Daten!$B$159:$B$274&Daten!$A$159:$A$274&Daten!$D$159:$D$274,Daten!$K$159:$K$274)*I111*_xlfn.XLOOKUP(G111,Daten!$M$157:$O$157,_xlfn.XLOOKUP(GTel!C111&GTel!D111&GTel!E111,Daten!$B$159:$B$274&Daten!$A$159:$A$274&Daten!$D$159:$D$274,Daten!$M$159:$O$274))*_xlfn.XLOOKUP(H111,Daten!$Q$157:$T$157,_xlfn.XLOOKUP(GTel!C111&GTel!D111&GTel!E111,Daten!$B$159:$B$274&Daten!$A$159:$A$274&Daten!$D$159:$D$274,Daten!$Q$159:$T$274)),\nIF(C111=$C$9,J111*K111*L111,\n\"\")))),0)","v":""},{"$f":"IFERROR(\nIF(C111=$C$6,TRANSPOSE(_xlfn._xlws.FILTER(Daten!$C$159:$C$274,(Daten!$A$159:$A$274=GTel!D111)*(Daten!$B$159:$B$274=GTel!C111))),\nIF(C111=$C$7,TRANSPOSE(_xlfn._xlws.FILTER(Daten!$D$159:$D$274,(Daten!$A$159:$A$274=GTel!D111)*(Daten!$B$159:$B$274=GTel!C111))),\nIF(C111=$C$8,TRANSPOSE(_xlfn._xlws.FILTER(Daten!$D$159:$D$274,(Daten!$A$159:$A$274=GTel!D111)*(Daten!$B$159:$B$274=GTel!C111))),\"\"))),\"\")","v":""}]
[{"$nulls":13},{"$f":"IFERROR(IF(C112=$C$6,_xlfn.XLOOKUP(GTel!F112,Daten!$F$157:$I$157,_xlfn.XLOOKUP(GTel!C112&GTel!D112&GTel!E112,Daten!$B$159:$B$274&Daten!$A$159:$A$274&Daten!$C$159:$C$274,Daten!$F$159:$I$274)),\nIF(C112=$C$7,_xlfn.XLOOKUP(GTel!C112&GTel!D112&GTel!E112,Daten!$B$159:$B$274&Daten!$A$159:$A$274&Daten!$D$159:$D$274,Daten!$K$159:$K$274)*I112*_xlfn.XLOOKUP(G112,Daten!$M$157:$O$157,_xlfn.XLOOKUP(GTel!C112&GTel!D112&GTel!E112,Daten!$B$159:$B$274&Daten!$A$159:$A$274&Daten!$D$159:$D$274,Daten!$M$159:$O$274))*_xlfn.XLOOKUP(F112,Daten!$V$157:$Y$157,_xlfn.XLOOKUP(GTel!C112&GTel!D112&GTel!E112,Daten!$B$159:$B$274&Daten!$A$159:$A$274&Daten!$D$159:$D$274,Daten!$V$159:$Y$274)),\nIF(C112=$C$8,_xlfn.XLOOKUP(GTel!C112&GTel!D112&GTel!E112,Daten!$B$159:$B$274&Daten!$A$159:$A$274&Daten!$D$159:$D$274,Daten!$K$159:$K$274)*I112*_xlfn.XLOOKUP(G112,Daten!$M$157:$O$157,_xlfn.XLOOKUP(GTel!C112&GTel!D112&GTel!E112,Daten!$B$159:$B$274&Daten!$A$159:$A$274&Daten!$D$159:$D$274,Daten!$M$159:$O$274))*_xlfn.XLOOKUP(H112,Daten!$Q$157:$T$157,_xlfn.XLOOKUP(GTel!C112&GTel!D112&GTel!E112,Daten!$B$159:$B$274&Daten!$A$159:$A$274&Daten!$D$159:$D$274,Daten!$Q$159:$T$274)),\nIF(C112=$C$9,J112*K112*L112,\n\"\")))),0)","v":""},{"$f":"IFERROR(\nIF(C112=$C$6,TRANSPOSE(_xlfn._xlws.FILTER(Daten!$C$159:$C$274,(Daten!$A$159:$A$274=GTel!D112)*(Daten!$B$159:$B$274=GTel!C112))),\nIF(C112=$C$7,TRANSPOSE(_xlfn._xlws.FILTER(Daten!$D$159:$D$274,(Daten!$A$159:$A$274=GTel!D112)*(Daten!$B$159:$B$274=GTel!C112))),\nIF(C112=$C$8,TRANSPOSE(_xlfn._xlws.FILTER(Daten!$D$159:$D$274,(Daten!$A$159:$A$274=GTel!D112)*(Daten!$B$159:$B$274=GTel!C112))),\"\"))),\"\")","v":""}]
[{"$nulls":13},{"$f":"IFERROR(IF(C113=$C$6,_xlfn.XLOOKUP(GTel!F113,Daten!$F$157:$I$157,_xlfn.XLOOKUP(GTel!C113&GTel!D113&GTel!E113,Daten!$B$159:$B$274&Daten!$A$159:$A$274&Daten!$C$159:$C$274,Daten!$F$159:$I$274)),\nIF(C113=$C$7,_xlfn.XLOOKUP(GTel!C113&GTel!D113&GTel!E113,Daten!$B$159:$B$274&Daten!$A$159:$A$274&Daten!$D$159:$D$274,Daten!$K$159:$K$274)*I113*_xlfn.XLOOKUP(G113,Daten!$M$157:$O$157,_xlfn.XLOOKUP(GTel!C113&GTel!D113&GTel!E113,Daten!$B$159:$B$274&Daten!$A$159:$A$274&Daten!$D$159:$D$274,Daten!$M$159:$O$274))*_xlfn.XLOOKUP(F113,Daten!$V$157:$Y$157,_xlfn.XLOOKUP(GTel!C113&GTel!D113&GTel!E113,Daten!$B$159:$B$274&Daten!$A$159:$A$274&Daten!$D$159:$D$274,Daten!$V$159:$Y$274)),\nIF(C113=$C$8,_xlfn.XLOOKUP(GTel!C113&GTel!D113&GTel!E113,Daten!$B$159:$B$274&Daten!$A$159:$A$274&Daten!$D$159:$D$274,Daten!$K$159:$K$274)*I113*_xlfn.XLOOKUP(G113,Daten!$M$157:$O$157,_xlfn.XLOOKUP(GTel!C113&GTel!D113&GTel!E113,Daten!$B$159:$B$274&Daten!$A$159:$A$274&Daten!$D$159:$D$274,Daten!$M$159:$O$274))*_xlfn.XLOOKUP(H113,Daten!$Q$157:$T$157,_xlfn.XLOOKUP(GTel!C113&GTel!D113&GTel!E113,Daten!$B$159:$B$274&Daten!$A$159:$A$274&Daten!$D$159:$D$274,Daten!$Q$159:$T$274)),\nIF(C113=$C$9,J113*K113*L113,\n\"\")))),0)","v":""},{"$f":"IFERROR(\nIF(C113=$C$6,TRANSPOSE(_xlfn._xlws.FILTER(Daten!$C$159:$C$274,(Daten!$A$159:$A$274=GTel!D113)*(Daten!$B$159:$B$274=GTel!C113))),\nIF(C113=$C$7,TRANSPOSE(_xlfn._xlws.FILTER(Daten!$D$159:$D$274,(Daten!$A$159:$A$274=GTel!D113)*(Daten!$B$159:$B$274=GTel!C113))),\nIF(C113=$C$8,TRANSPOSE(_xlfn._xlws.FILTER(Daten!$D$159:$D$274,(Daten!$A$159:$A$274=GTel!D113)*(Daten!$B$159:$B$274=GTel!C113))),\"\"))),\"\")","v":""}]
[{"$nulls":13},{"$f":"IFERROR(IF(C114=$C$6,_xlfn.XLOOKUP(GTel!F114,Daten!$F$157:$I$157,_xlfn.XLOOKUP(GTel!C114&GTel!D114&GTel!E114,Daten!$B$159:$B$274&Daten!$A$159:$A$274&Daten!$C$159:$C$274,Daten!$F$159:$I$274)),\nIF(C114=$C$7,_xlfn.XLOOKUP(GTel!C114&GTel!D114&GTel!E114,Daten!$B$159:$B$274&Daten!$A$159:$A$274&Daten!$D$159:$D$274,Daten!$K$159:$K$274)*I114*_xlfn.XLOOKUP(G114,Daten!$M$157:$O$157,_xlfn.XLOOKUP(GTel!C114&GTel!D114&GTel!E114,Daten!$B$159:$B$274&Daten!$A$159:$A$274&Daten!$D$159:$D$274,Daten!$M$159:$O$274))*_xlfn.XLOOKUP(F114,Daten!$V$157:$Y$157,_xlfn.XLOOKUP(GTel!C114&GTel!D114&GTel!E114,Daten!$B$159:$B$274&Daten!$A$159:$A$274&Daten!$D$159:$D$274,Daten!$V$159:$Y$274)),\nIF(C114=$C$8,_xlfn.XLOOKUP(GTel!C114&GTel!D114&GTel!E114,Daten!$B$159:$B$274&Daten!$A$159:$A$274&Daten!$D$159:$D$274,Daten!$K$159:$K$274)*I114*_xlfn.XLOOKUP(G114,Daten!$M$157:$O$157,_xlfn.XLOOKUP(GTel!C114&GTel!D114&GTel!E114,Daten!$B$159:$B$274&Daten!$A$159:$A$274&Daten!$D$159:$D$274,Daten!$M$159:$O$274))*_xlfn.XLOOKUP(H114,Daten!$Q$157:$T$157,_xlfn.XLOOKUP(GTel!C114&GTel!D114&GTel!E114,Daten!$B$159:$B$274&Daten!$A$159:$A$274&Daten!$D$159:$D$274,Daten!$Q$159:$T$274)),\nIF(C114=$C$9,J114*K114*L114,\n\"\")))),0)","v":""},{"$f":"IFERROR(\nIF(C114=$C$6,TRANSPOSE(_xlfn._xlws.FILTER(Daten!$C$159:$C$274,(Daten!$A$159:$A$274=GTel!D114)*(Daten!$B$159:$B$274=GTel!C114))),\nIF(C114=$C$7,TRANSPOSE(_xlfn._xlws.FILTER(Daten!$D$159:$D$274,(Daten!$A$159:$A$274=GTel!D114)*(Daten!$B$159:$B$274=GTel!C114))),\nIF(C114=$C$8,TRANSPOSE(_xlfn._xlws.FILTER(Daten!$D$159:$D$274,(Daten!$A$159:$A$274=GTel!D114)*(Daten!$B$159:$B$274=GTel!C114))),\"\"))),\"\")","v":""}]
[{"$nulls":13},{"$f":"IFERROR(IF(C115=$C$6,_xlfn.XLOOKUP(GTel!F115,Daten!$F$157:$I$157,_xlfn.XLOOKUP(GTel!C115&GTel!D115&GTel!E115,Daten!$B$159:$B$274&Daten!$A$159:$A$274&Daten!$C$159:$C$274,Daten!$F$159:$I$274)),\nIF(C115=$C$7,_xlfn.XLOOKUP(GTel!C115&GTel!D115&GTel!E115,Daten!$B$159:$B$274&Daten!$A$159:$A$274&Daten!$D$159:$D$274,Daten!$K$159:$K$274)*I115*_xlfn.XLOOKUP(G115,Daten!$M$157:$O$157,_xlfn.XLOOKUP(GTel!C115&GTel!D115&GTel!E115,Daten!$B$159:$B$274&Daten!$A$159:$A$274&Daten!$D$159:$D$274,Daten!$M$159:$O$274))*_xlfn.XLOOKUP(F115,Daten!$V$157:$Y$157,_xlfn.XLOOKUP(GTel!C115&GTel!D115&GTel!E115,Daten!$B$159:$B$274&Daten!$A$159:$A$274&Daten!$D$159:$D$274,Daten!$V$159:$Y$274)),\nIF(C115=$C$8,_xlfn.XLOOKUP(GTel!C115&GTel!D115&GTel!E115,Daten!$B$159:$B$274&Daten!$A$159:$A$274&Daten!$D$159:$D$274,Daten!$K$159:$K$274)*I115*_xlfn.XLOOKUP(G115,Daten!$M$157:$O$157,_xlfn.XLOOKUP(GTel!C115&GTel!D115&GTel!E115,Daten!$B$159:$B$274&Daten!$A$159:$A$274&Daten!$D$159:$D$274,Daten!$M$159:$O$274))*_xlfn.XLOOKUP(H115,Daten!$Q$157:$T$157,_xlfn.XLOOKUP(GTel!C115&GTel!D115&GTel!E115,Daten!$B$159:$B$274&Daten!$A$159:$A$274&Daten!$D$159:$D$274,Daten!$Q$159:$T$274)),\nIF(C115=$C$9,J115*K115*L115,\n\"\")))),0)","v":""},{"$f":"IFERROR(\nIF(C115=$C$6,TRANSPOSE(_xlfn._xlws.FILTER(Daten!$C$159:$C$274,(Daten!$A$159:$A$274=GTel!D115)*(Daten!$B$159:$B$274=GTel!C115))),\nIF(C115=$C$7,TRANSPOSE(_xlfn._xlws.FILTER(Daten!$D$159:$D$274,(Daten!$A$159:$A$274=GTel!D115)*(Daten!$B$159:$B$274=GTel!C115))),\nIF(C115=$C$8,TRANSPOSE(_xlfn._xlws.FILTER(Daten!$D$159:$D$274,(Daten!$A$159:$A$274=GTel!D115)*(Daten!$B$159:$B$274=GTel!C115))),\"\"))),\"\")","v":""}]
[{"$nulls":13},{"$f":"IFERROR(IF(C116=$C$6,_xlfn.XLOOKUP(GTel!F116,Daten!$F$157:$I$157,_xlfn.XLOOKUP(GTel!C116&GTel!D116&GTel!E116,Daten!$B$159:$B$274&Daten!$A$159:$A$274&Daten!$C$159:$C$274,Daten!$F$159:$I$274)),\nIF(C116=$C$7,_xlfn.XLOOKUP(GTel!C116&GTel!D116&GTel!E116,Daten!$B$159:$B$274&Daten!$A$159:$A$274&Daten!$D$159:$D$274,Daten!$K$159:$K$274)*I116*_xlfn.XLOOKUP(G116,Daten!$M$157:$O$157,_xlfn.XLOOKUP(GTel!C116&GTel!D116&GTel!E116,Daten!$B$159:$B$274&Daten!$A$159:$A$274&Daten!$D$159:$D$274,Daten!$M$159:$O$274))*_xlfn.XLOOKUP(F116,Daten!$V$157:$Y$157,_xlfn.XLOOKUP(GTel!C116&GTel!D116&GTel!E116,Daten!$B$159:$B$274&Daten!$A$159:$A$274&Daten!$D$159:$D$274,Daten!$V$159:$Y$274)),\nIF(C116=$C$8,_xlfn.XLOOKUP(GTel!C116&GTel!D116&GTel!E116,Daten!$B$159:$B$274&Daten!$A$159:$A$274&Daten!$D$159:$D$274,Daten!$K$159:$K$274)*I116*_xlfn.XLOOKUP(G116,Daten!$M$157:$O$157,_xlfn.XLOOKUP(GTel!C116&GTel!D116&GTel!E116,Daten!$B$159:$B$274&Daten!$A$159:$A$274&Daten!$D$159:$D$274,Daten!$M$159:$O$274))*_xlfn.XLOOKUP(H116,Daten!$Q$157:$T$157,_xlfn.XLOOKUP(GTel!C116&GTel!D116&GTel!E116,Daten!$B$159:$B$274&Daten!$A$159:$A$274&Daten!$D$159:$D$274,Daten!$Q$159:$T$274)),\nIF(C116=$C$9,J116*K116*L116,\n\"\")))),0)","v":""},{"$f":"IFERROR(\nIF(C116=$C$6,TRANSPOSE(_xlfn._xlws.FILTER(Daten!$C$159:$C$274,(Daten!$A$159:$A$274=GTel!D116)*(Daten!$B$159:$B$274=GTel!C116))),\nIF(C116=$C$7,TRANSPOSE(_xlfn._xlws.FILTER(Daten!$D$159:$D$274,(Daten!$A$159:$A$274=GTel!D116)*(Daten!$B$159:$B$274=GTel!C116))),\nIF(C116=$C$8,TRANSPOSE(_xlfn._xlws.FILTER(Daten!$D$159:$D$274,(Daten!$A$159:$A$274=GTel!D116)*(Daten!$B$159:$B$274=GTel!C116))),\"\"))),\"\")","v":""}]
[{"$nulls":13},{"$f":"IFERROR(IF(C117=$C$6,_xlfn.XLOOKUP(GTel!F117,Daten!$F$157:$I$157,_xlfn.XLOOKUP(GTel!C117&GTel!D117&GTel!E117,Daten!$B$159:$B$274&Daten!$A$159:$A$274&Daten!$C$159:$C$274,Daten!$F$159:$I$274)),\nIF(C117=$C$7,_xlfn.XLOOKUP(GTel!C117&GTel!D117&GTel!E117,Daten!$B$159:$B$274&Daten!$A$159:$A$274&Daten!$D$159:$D$274,Daten!$K$159:$K$274)*I117*_xlfn.XLOOKUP(G117,Daten!$M$157:$O$157,_xlfn.XLOOKUP(GTel!C117&GTel!D117&GTel!E117,Daten!$B$159:$B$274&Daten!$A$159:$A$274&Daten!$D$159:$D$274,Daten!$M$159:$O$274))*_xlfn.XLOOKUP(F117,Daten!$V$157:$Y$157,_xlfn.XLOOKUP(GTel!C117&GTel!D117&GTel!E117,Daten!$B$159:$B$274&Daten!$A$159:$A$274&Daten!$D$159:$D$274,Daten!$V$159:$Y$274)),\nIF(C117=$C$8,_xlfn.XLOOKUP(GTel!C117&GTel!D117&GTel!E117,Daten!$B$159:$B$274&Daten!$A$159:$A$274&Daten!$D$159:$D$274,Daten!$K$159:$K$274)*I117*_xlfn.XLOOKUP(G117,Daten!$M$157:$O$157,_xlfn.XLOOKUP(GTel!C117&GTel!D117&GTel!E117,Daten!$B$159:$B$274&Daten!$A$159:$A$274&Daten!$D$159:$D$274,Daten!$M$159:$O$274))*_xlfn.XLOOKUP(H117,Daten!$Q$157:$T$157,_xlfn.XLOOKUP(GTel!C117&GTel!D117&GTel!E117,Daten!$B$159:$B$274&Daten!$A$159:$A$274&Daten!$D$159:$D$274,Daten!$Q$159:$T$274)),\nIF(C117=$C$9,J117*K117*L117,\n\"\")))),0)","v":""},{"$f":"IFERROR(\nIF(C117=$C$6,TRANSPOSE(_xlfn._xlws.FILTER(Daten!$C$159:$C$274,(Daten!$A$159:$A$274=GTel!D117)*(Daten!$B$159:$B$274=GTel!C117))),\nIF(C117=$C$7,TRANSPOSE(_xlfn._xlws.FILTER(Daten!$D$159:$D$274,(Daten!$A$159:$A$274=GTel!D117)*(Daten!$B$159:$B$274=GTel!C117))),\nIF(C117=$C$8,TRANSPOSE(_xlfn._xlws.FILTER(Daten!$D$159:$D$274,(Daten!$A$159:$A$274=GTel!D117)*(Daten!$B$159:$B$274=GTel!C117))),\"\"))),\"\")","v":""}]
[{"$nulls":13},{"$f":"IFERROR(IF(C118=$C$6,_xlfn.XLOOKUP(GTel!F118,Daten!$F$157:$I$157,_xlfn.XLOOKUP(GTel!C118&GTel!D118&GTel!E118,Daten!$B$159:$B$274&Daten!$A$159:$A$274&Daten!$C$159:$C$274,Daten!$F$159:$I$274)),\nIF(C118=$C$7,_xlfn.XLOOKUP(GTel!C118&GTel!D118&GTel!E118,Daten!$B$159:$B$274&Daten!$A$159:$A$274&Daten!$D$159:$D$274,Daten!$K$159:$K$274)*I118*_xlfn.XLOOKUP(G118,Daten!$M$157:$O$157,_xlfn.XLOOKUP(GTel!C118&GTel!D118&GTel!E118,Daten!$B$159:$B$274&Daten!$A$159:$A$274&Daten!$D$159:$D$274,Daten!$M$159:$O$274))*_xlfn.XLOOKUP(F118,Daten!$V$157:$Y$157,_xlfn.XLOOKUP(GTel!C118&GTel!D118&GTel!E118,Daten!$B$159:$B$274&Daten!$A$159:$A$274&Daten!$D$159:$D$274,Daten!$V$159:$Y$274)),\nIF(C118=$C$8,_xlfn.XLOOKUP(GTel!C118&GTel!D118&GTel!E118,Daten!$B$159:$B$274&Daten!$A$159:$A$274&Daten!$D$159:$D$274,Daten!$K$159:$K$274)*I118*_xlfn.XLOOKUP(G118,Daten!$M$157:$O$157,_xlfn.XLOOKUP(GTel!C118&GTel!D118&GTel!E118,Daten!$B$159:$B$274&Daten!$A$159:$A$274&Daten!$D$159:$D$274,Daten!$M$159:$O$274))*_xlfn.XLOOKUP(H118,Daten!$Q$157:$T$157,_xlfn.XLOOKUP(GTel!C118&GTel!D118&GTel!E118,Daten!$B$159:$B$274&Daten!$A$159:$A$274&Daten!$D$159:$D$274,Daten!$Q$159:$T$274)),\nIF(C118=$C$9,J118*K118*L118,\n\"\")))),0)","v":""},{"$f":"IFERROR(\nIF(C118=$C$6,TRANSPOSE(_xlfn._xlws.FILTER(Daten!$C$159:$C$274,(Daten!$A$159:$A$274=GTel!D118)*(Daten!$B$159:$B$274=GTel!C118))),\nIF(C118=$C$7,TRANSPOSE(_xlfn._xlws.FILTER(Daten!$D$159:$D$274,(Daten!$A$159:$A$274=GTel!D118)*(Daten!$B$159:$B$274=GTel!C118))),\nIF(C118=$C$8,TRANSPOSE(_xlfn._xlws.FILTER(Daten!$D$159:$D$274,(Daten!$A$159:$A$274=GTel!D118)*(Daten!$B$159:$B$274=GTel!C118))),\"\"))),\"\")","v":""}]
[{"$nulls":13},{"$f":"IFERROR(IF(C119=$C$6,_xlfn.XLOOKUP(GTel!F119,Daten!$F$157:$I$157,_xlfn.XLOOKUP(GTel!C119&GTel!D119&GTel!E119,Daten!$B$159:$B$274&Daten!$A$159:$A$274&Daten!$C$159:$C$274,Daten!$F$159:$I$274)),\nIF(C119=$C$7,_xlfn.XLOOKUP(GTel!C119&GTel!D119&GTel!E119,Daten!$B$159:$B$274&Daten!$A$159:$A$274&Daten!$D$159:$D$274,Daten!$K$159:$K$274)*I119*_xlfn.XLOOKUP(G119,Daten!$M$157:$O$157,_xlfn.XLOOKUP(GTel!C119&GTel!D119&GTel!E119,Daten!$B$159:$B$274&Daten!$A$159:$A$274&Daten!$D$159:$D$274,Daten!$M$159:$O$274))*_xlfn.XLOOKUP(F119,Daten!$V$157:$Y$157,_xlfn.XLOOKUP(GTel!C119&GTel!D119&GTel!E119,Daten!$B$159:$B$274&Daten!$A$159:$A$274&Daten!$D$159:$D$274,Daten!$V$159:$Y$274)),\nIF(C119=$C$8,_xlfn.XLOOKUP(GTel!C119&GTel!D119&GTel!E119,Daten!$B$159:$B$274&Daten!$A$159:$A$274&Daten!$D$159:$D$274,Daten!$K$159:$K$274)*I119*_xlfn.XLOOKUP(G119,Daten!$M$157:$O$157,_xlfn.XLOOKUP(GTel!C119&GTel!D119&GTel!E119,Daten!$B$159:$B$274&Daten!$A$159:$A$274&Daten!$D$159:$D$274,Daten!$M$159:$O$274))*_xlfn.XLOOKUP(H119,Daten!$Q$157:$T$157,_xlfn.XLOOKUP(GTel!C119&GTel!D119&GTel!E119,Daten!$B$159:$B$274&Daten!$A$159:$A$274&Daten!$D$159:$D$274,Daten!$Q$159:$T$274)),\nIF(C119=$C$9,J119*K119*L119,\n\"\")))),0)","v":""},{"$f":"IFERROR(\nIF(C119=$C$6,TRANSPOSE(_xlfn._xlws.FILTER(Daten!$C$159:$C$274,(Daten!$A$159:$A$274=GTel!D119)*(Daten!$B$159:$B$274=GTel!C119))),\nIF(C119=$C$7,TRANSPOSE(_xlfn._xlws.FILTER(Daten!$D$159:$D$274,(Daten!$A$159:$A$274=GTel!D119)*(Daten!$B$159:$B$274=GTel!C119))),\nIF(C119=$C$8,TRANSPOSE(_xlfn._xlws.FILTER(Daten!$D$159:$D$274,(Daten!$A$159:$A$274=GTel!D119)*(Daten!$B$159:$B$274=GTel!C119))),\"\"))),\"\")","v":""}]
[{"$nulls":13},{"$f":"IFERROR(IF(C120=$C$6,_xlfn.XLOOKUP(GTel!F120,Daten!$F$157:$I$157,_xlfn.XLOOKUP(GTel!C120&GTel!D120&GTel!E120,Daten!$B$159:$B$274&Daten!$A$159:$A$274&Daten!$C$159:$C$274,Daten!$F$159:$I$274)),\nIF(C120=$C$7,_xlfn.XLOOKUP(GTel!C120&GTel!D120&GTel!E120,Daten!$B$159:$B$274&Daten!$A$159:$A$274&Daten!$D$159:$D$274,Daten!$K$159:$K$274)*I120*_xlfn.XLOOKUP(G120,Daten!$M$157:$O$157,_xlfn.XLOOKUP(GTel!C120&GTel!D120&GTel!E120,Daten!$B$159:$B$274&Daten!$A$159:$A$274&Daten!$D$159:$D$274,Daten!$M$159:$O$274))*_xlfn.XLOOKUP(F120,Daten!$V$157:$Y$157,_xlfn.XLOOKUP(GTel!C120&GTel!D120&GTel!E120,Daten!$B$159:$B$274&Daten!$A$159:$A$274&Daten!$D$159:$D$274,Daten!$V$159:$Y$274)),\nIF(C120=$C$8,_xlfn.XLOOKUP(GTel!C120&GTel!D120&GTel!E120,Daten!$B$159:$B$274&Daten!$A$159:$A$274&Daten!$D$159:$D$274,Daten!$K$159:$K$274)*I120*_xlfn.XLOOKUP(G120,Daten!$M$157:$O$157,_xlfn.XLOOKUP(GTel!C120&GTel!D120&GTel!E120,Daten!$B$159:$B$274&Daten!$A$159:$A$274&Daten!$D$159:$D$274,Daten!$M$159:$O$274))*_xlfn.XLOOKUP(H120,Daten!$Q$157:$T$157,_xlfn.XLOOKUP(GTel!C120&GTel!D120&GTel!E120,Daten!$B$159:$B$274&Daten!$A$159:$A$274&Daten!$D$159:$D$274,Daten!$Q$159:$T$274)),\nIF(C120=$C$9,J120*K120*L120,\n\"\")))),0)","v":""},{"$f":"IFERROR(\nIF(C120=$C$6,TRANSPOSE(_xlfn._xlws.FILTER(Daten!$C$159:$C$274,(Daten!$A$159:$A$274=GTel!D120)*(Daten!$B$159:$B$274=GTel!C120))),\nIF(C120=$C$7,TRANSPOSE(_xlfn._xlws.FILTER(Daten!$D$159:$D$274,(Daten!$A$159:$A$274=GTel!D120)*(Daten!$B$159:$B$274=GTel!C120))),\nIF(C120=$C$8,TRANSPOSE(_xlfn._xlws.FILTER(Daten!$D$159:$D$274,(Daten!$A$159:$A$274=GTel!D120)*(Daten!$B$159:$B$274=GTel!C120))),\"\"))),\"\")","v":""}]
[{"$nulls":13},{"$f":"IFERROR(IF(C121=$C$6,_xlfn.XLOOKUP(GTel!F121,Daten!$F$157:$I$157,_xlfn.XLOOKUP(GTel!C121&GTel!D121&GTel!E121,Daten!$B$159:$B$274&Daten!$A$159:$A$274&Daten!$C$159:$C$274,Daten!$F$159:$I$274)),\nIF(C121=$C$7,_xlfn.XLOOKUP(GTel!C121&GTel!D121&GTel!E121,Daten!$B$159:$B$274&Daten!$A$159:$A$274&Daten!$D$159:$D$274,Daten!$K$159:$K$274)*I121*_xlfn.XLOOKUP(G121,Daten!$M$157:$O$157,_xlfn.XLOOKUP(GTel!C121&GTel!D121&GTel!E121,Daten!$B$159:$B$274&Daten!$A$159:$A$274&Daten!$D$159:$D$274,Daten!$M$159:$O$274))*_xlfn.XLOOKUP(F121,Daten!$V$157:$Y$157,_xlfn.XLOOKUP(GTel!C121&GTel!D121&GTel!E121,Daten!$B$159:$B$274&Daten!$A$159:$A$274&Daten!$D$159:$D$274,Daten!$V$159:$Y$274)),\nIF(C121=$C$8,_xlfn.XLOOKUP(GTel!C121&GTel!D121&GTel!E121,Daten!$B$159:$B$274&Daten!$A$159:$A$274&Daten!$D$159:$D$274,Daten!$K$159:$K$274)*I121*_xlfn.XLOOKUP(G121,Daten!$M$157:$O$157,_xlfn.XLOOKUP(GTel!C121&GTel!D121&GTel!E121,Daten!$B$159:$B$274&Daten!$A$159:$A$274&Daten!$D$159:$D$274,Daten!$M$159:$O$274))*_xlfn.XLOOKUP(H121,Daten!$Q$157:$T$157,_xlfn.XLOOKUP(GTel!C121&GTel!D121&GTel!E121,Daten!$B$159:$B$274&Daten!$A$159:$A$274&Daten!$D$159:$D$274,Daten!$Q$159:$T$274)),\nIF(C121=$C$9,J121*K121*L121,\n\"\")))),0)","v":""},{"$f":"IFERROR(\nIF(C121=$C$6,TRANSPOSE(_xlfn._xlws.FILTER(Daten!$C$159:$C$274,(Daten!$A$159:$A$274=GTel!D121)*(Daten!$B$159:$B$274=GTel!C121))),\nIF(C121=$C$7,TRANSPOSE(_xlfn._xlws.FILTER(Daten!$D$159:$D$274,(Daten!$A$159:$A$274=GTel!D121)*(Daten!$B$159:$B$274=GTel!C121))),\nIF(C121=$C$8,TRANSPOSE(_xlfn._xlws.FILTER(Daten!$D$159:$D$274,(Daten!$A$159:$A$274=GTel!D121)*(Daten!$B$159:$B$274=GTel!C121))),\"\"))),\"\")","v":""}]
[{"$nulls":13},{"$f":"IFERROR(IF(C122=$C$6,_xlfn.XLOOKUP(GTel!F122,Daten!$F$157:$I$157,_xlfn.XLOOKUP(GTel!C122&GTel!D122&GTel!E122,Daten!$B$159:$B$274&Daten!$A$159:$A$274&Daten!$C$159:$C$274,Daten!$F$159:$I$274)),\nIF(C122=$C$7,_xlfn.XLOOKUP(GTel!C122&GTel!D122&GTel!E122,Daten!$B$159:$B$274&Daten!$A$159:$A$274&Daten!$D$159:$D$274,Daten!$K$159:$K$274)*I122*_xlfn.XLOOKUP(G122,Daten!$M$157:$O$157,_xlfn.XLOOKUP(GTel!C122&GTel!D122&GTel!E122,Daten!$B$159:$B$274&Daten!$A$159:$A$274&Daten!$D$159:$D$274,Daten!$M$159:$O$274))*_xlfn.XLOOKUP(F122,Daten!$V$157:$Y$157,_xlfn.XLOOKUP(GTel!C122&GTel!D122&GTel!E122,Daten!$B$159:$B$274&Daten!$A$159:$A$274&Daten!$D$159:$D$274,Daten!$V$159:$Y$274)),\nIF(C122=$C$8,_xlfn.XLOOKUP(GTel!C122&GTel!D122&GTel!E122,Daten!$B$159:$B$274&Daten!$A$159:$A$274&Daten!$D$159:$D$274,Daten!$K$159:$K$274)*I122*_xlfn.XLOOKUP(G122,Daten!$M$157:$O$157,_xlfn.XLOOKUP(GTel!C122&GTel!D122&GTel!E122,Daten!$B$159:$B$274&Daten!$A$159:$A$274&Daten!$D$159:$D$274,Daten!$M$159:$O$274))*_xlfn.XLOOKUP(H122,Daten!$Q$157:$T$157,_xlfn.XLOOKUP(GTel!C122&GTel!D122&GTel!E122,Daten!$B$159:$B$274&Daten!$A$159:$A$274&Daten!$D$159:$D$274,Daten!$Q$159:$T$274)),\nIF(C122=$C$9,J122*K122*L122,\n\"\")))),0)","v":""},{"$f":"IFERROR(\nIF(C122=$C$6,TRANSPOSE(_xlfn._xlws.FILTER(Daten!$C$159:$C$274,(Daten!$A$159:$A$274=GTel!D122)*(Daten!$B$159:$B$274=GTel!C122))),\nIF(C122=$C$7,TRANSPOSE(_xlfn._xlws.FILTER(Daten!$D$159:$D$274,(Daten!$A$159:$A$274=GTel!D122)*(Daten!$B$159:$B$274=GTel!C122))),\nIF(C122=$C$8,TRANSPOSE(_xlfn._xlws.FILTER(Daten!$D$159:$D$274,(Daten!$A$159:$A$274=GTel!D122)*(Daten!$B$159:$B$274=GTel!C122))),\"\"))),\"\")","v":""}]
[{"$nulls":13},{"$f":"IFERROR(IF(C123=$C$6,_xlfn.XLOOKUP(GTel!F123,Daten!$F$157:$I$157,_xlfn.XLOOKUP(GTel!C123&GTel!D123&GTel!E123,Daten!$B$159:$B$274&Daten!$A$159:$A$274&Daten!$C$159:$C$274,Daten!$F$159:$I$274)),\nIF(C123=$C$7,_xlfn.XLOOKUP(GTel!C123&GTel!D123&GTel!E123,Daten!$B$159:$B$274&Daten!$A$159:$A$274&Daten!$D$159:$D$274,Daten!$K$159:$K$274)*I123*_xlfn.XLOOKUP(G123,Daten!$M$157:$O$157,_xlfn.XLOOKUP(GTel!C123&GTel!D123&GTel!E123,Daten!$B$159:$B$274&Daten!$A$159:$A$274&Daten!$D$159:$D$274,Daten!$M$159:$O$274))*_xlfn.XLOOKUP(F123,Daten!$V$157:$Y$157,_xlfn.XLOOKUP(GTel!C123&GTel!D123&GTel!E123,Daten!$B$159:$B$274&Daten!$A$159:$A$274&Daten!$D$159:$D$274,Daten!$V$159:$Y$274)),\nIF(C123=$C$8,_xlfn.XLOOKUP(GTel!C123&GTel!D123&GTel!E123,Daten!$B$159:$B$274&Daten!$A$159:$A$274&Daten!$D$159:$D$274,Daten!$K$159:$K$274)*I123*_xlfn.XLOOKUP(G123,Daten!$M$157:$O$157,_xlfn.XLOOKUP(GTel!C123&GTel!D123&GTel!E123,Daten!$B$159:$B$274&Daten!$A$159:$A$274&Daten!$D$159:$D$274,Daten!$M$159:$O$274))*_xlfn.XLOOKUP(H123,Daten!$Q$157:$T$157,_xlfn.XLOOKUP(GTel!C123&GTel!D123&GTel!E123,Daten!$B$159:$B$274&Daten!$A$159:$A$274&Daten!$D$159:$D$274,Daten!$Q$159:$T$274)),\nIF(C123=$C$9,J123*K123*L123,\n\"\")))),0)","v":""},{"$f":"IFERROR(\nIF(C123=$C$6,TRANSPOSE(_xlfn._xlws.FILTER(Daten!$C$159:$C$274,(Daten!$A$159:$A$274=GTel!D123)*(Daten!$B$159:$B$274=GTel!C123))),\nIF(C123=$C$7,TRANSPOSE(_xlfn._xlws.FILTER(Daten!$D$159:$D$274,(Daten!$A$159:$A$274=GTel!D123)*(Daten!$B$159:$B$274=GTel!C123))),\nIF(C123=$C$8,TRANSPOSE(_xlfn._xlws.FILTER(Daten!$D$159:$D$274,(Daten!$A$159:$A$274=GTel!D123)*(Daten!$B$159:$B$274=GTel!C123))),\"\"))),\"\")","v":""}]
[{"$nulls":13},{"$f":"IFERROR(IF(C124=$C$6,_xlfn.XLOOKUP(GTel!F124,Daten!$F$157:$I$157,_xlfn.XLOOKUP(GTel!C124&GTel!D124&GTel!E124,Daten!$B$159:$B$274&Daten!$A$159:$A$274&Daten!$C$159:$C$274,Daten!$F$159:$I$274)),\nIF(C124=$C$7,_xlfn.XLOOKUP(GTel!C124&GTel!D124&GTel!E124,Daten!$B$159:$B$274&Daten!$A$159:$A$274&Daten!$D$159:$D$274,Daten!$K$159:$K$274)*I124*_xlfn.XLOOKUP(G124,Daten!$M$157:$O$157,_xlfn.XLOOKUP(GTel!C124&GTel!D124&GTel!E124,Daten!$B$159:$B$274&Daten!$A$159:$A$274&Daten!$D$159:$D$274,Daten!$M$159:$O$274))*_xlfn.XLOOKUP(F124,Daten!$V$157:$Y$157,_xlfn.XLOOKUP(GTel!C124&GTel!D124&GTel!E124,Daten!$B$159:$B$274&Daten!$A$159:$A$274&Daten!$D$159:$D$274,Daten!$V$159:$Y$274)),\nIF(C124=$C$8,_xlfn.XLOOKUP(GTel!C124&GTel!D124&GTel!E124,Daten!$B$159:$B$274&Daten!$A$159:$A$274&Daten!$D$159:$D$274,Daten!$K$159:$K$274)*I124*_xlfn.XLOOKUP(G124,Daten!$M$157:$O$157,_xlfn.XLOOKUP(GTel!C124&GTel!D124&GTel!E124,Daten!$B$159:$B$274&Daten!$A$159:$A$274&Daten!$D$159:$D$274,Daten!$M$159:$O$274))*_xlfn.XLOOKUP(H124,Daten!$Q$157:$T$157,_xlfn.XLOOKUP(GTel!C124&GTel!D124&GTel!E124,Daten!$B$159:$B$274&Daten!$A$159:$A$274&Daten!$D$159:$D$274,Daten!$Q$159:$T$274)),\nIF(C124=$C$9,J124*K124*L124,\n\"\")))),0)","v":""},{"$f":"IFERROR(\nIF(C124=$C$6,TRANSPOSE(_xlfn._xlws.FILTER(Daten!$C$159:$C$274,(Daten!$A$159:$A$274=GTel!D124)*(Daten!$B$159:$B$274=GTel!C124))),\nIF(C124=$C$7,TRANSPOSE(_xlfn._xlws.FILTER(Daten!$D$159:$D$274,(Daten!$A$159:$A$274=GTel!D124)*(Daten!$B$159:$B$274=GTel!C124))),\nIF(C124=$C$8,TRANSPOSE(_xlfn._xlws.FILTER(Daten!$D$159:$D$274,(Daten!$A$159:$A$274=GTel!D124)*(Daten!$B$159:$B$274=GTel!C124))),\"\"))),\"\")","v":""}]
[{"$nulls":13},{"$f":"IFERROR(IF(C125=$C$6,_xlfn.XLOOKUP(GTel!F125,Daten!$F$157:$I$157,_xlfn.XLOOKUP(GTel!C125&GTel!D125&GTel!E125,Daten!$B$159:$B$274&Daten!$A$159:$A$274&Daten!$C$159:$C$274,Daten!$F$159:$I$274)),\nIF(C125=$C$7,_xlfn.XLOOKUP(GTel!C125&GTel!D125&GTel!E125,Daten!$B$159:$B$274&Daten!$A$159:$A$274&Daten!$D$159:$D$274,Daten!$K$159:$K$274)*I125*_xlfn.XLOOKUP(G125,Daten!$M$157:$O$157,_xlfn.XLOOKUP(GTel!C125&GTel!D125&GTel!E125,Daten!$B$159:$B$274&Daten!$A$159:$A$274&Daten!$D$159:$D$274,Daten!$M$159:$O$274))*_xlfn.XLOOKUP(F125,Daten!$V$157:$Y$157,_xlfn.XLOOKUP(GTel!C125&GTel!D125&GTel!E125,Daten!$B$159:$B$274&Daten!$A$159:$A$274&Daten!$D$159:$D$274,Daten!$V$159:$Y$274)),\nIF(C125=$C$8,_xlfn.XLOOKUP(GTel!C125&GTel!D125&GTel!E125,Daten!$B$159:$B$274&Daten!$A$159:$A$274&Daten!$D$159:$D$274,Daten!$K$159:$K$274)*I125*_xlfn.XLOOKUP(G125,Daten!$M$157:$O$157,_xlfn.XLOOKUP(GTel!C125&GTel!D125&GTel!E125,Daten!$B$159:$B$274&Daten!$A$159:$A$274&Daten!$D$159:$D$274,Daten!$M$159:$O$274))*_xlfn.XLOOKUP(H125,Daten!$Q$157:$T$157,_xlfn.XLOOKUP(GTel!C125&GTel!D125&GTel!E125,Daten!$B$159:$B$274&Daten!$A$159:$A$274&Daten!$D$159:$D$274,Daten!$Q$159:$T$274)),\nIF(C125=$C$9,J125*K125*L125,\n\"\")))),0)","v":""},{"$f":"IFERROR(\nIF(C125=$C$6,TRANSPOSE(_xlfn._xlws.FILTER(Daten!$C$159:$C$274,(Daten!$A$159:$A$274=GTel!D125)*(Daten!$B$159:$B$274=GTel!C125))),\nIF(C125=$C$7,TRANSPOSE(_xlfn._xlws.FILTER(Daten!$D$159:$D$274,(Daten!$A$159:$A$274=GTel!D125)*(Daten!$B$159:$B$274=GTel!C125))),\nIF(C125=$C$8,TRANSPOSE(_xlfn._xlws.FILTER(Daten!$D$159:$D$274,(Daten!$A$159:$A$274=GTel!D125)*(Daten!$B$159:$B$274=GTel!C125))),\"\"))),\"\")","v":""}]
[{"$nulls":13},{"$f":"IFERROR(IF(C126=$C$6,_xlfn.XLOOKUP(GTel!F126,Daten!$F$157:$I$157,_xlfn.XLOOKUP(GTel!C126&GTel!D126&GTel!E126,Daten!$B$159:$B$274&Daten!$A$159:$A$274&Daten!$C$159:$C$274,Daten!$F$159:$I$274)),\nIF(C126=$C$7,_xlfn.XLOOKUP(GTel!C126&GTel!D126&GTel!E126,Daten!$B$159:$B$274&Daten!$A$159:$A$274&Daten!$D$159:$D$274,Daten!$K$159:$K$274)*I126*_xlfn.XLOOKUP(G126,Daten!$M$157:$O$157,_xlfn.XLOOKUP(GTel!C126&GTel!D126&GTel!E126,Daten!$B$159:$B$274&Daten!$A$159:$A$274&Daten!$D$159:$D$274,Daten!$M$159:$O$274))*_xlfn.XLOOKUP(F126,Daten!$V$157:$Y$157,_xlfn.XLOOKUP(GTel!C126&GTel!D126&GTel!E126,Daten!$B$159:$B$274&Daten!$A$159:$A$274&Daten!$D$159:$D$274,Daten!$V$159:$Y$274)),\nIF(C126=$C$8,_xlfn.XLOOKUP(GTel!C126&GTel!D126&GTel!E126,Daten!$B$159:$B$274&Daten!$A$159:$A$274&Daten!$D$159:$D$274,Daten!$K$159:$K$274)*I126*_xlfn.XLOOKUP(G126,Daten!$M$157:$O$157,_xlfn.XLOOKUP(GTel!C126&GTel!D126&GTel!E126,Daten!$B$159:$B$274&Daten!$A$159:$A$274&Daten!$D$159:$D$274,Daten!$M$159:$O$274))*_xlfn.XLOOKUP(H126,Daten!$Q$157:$T$157,_xlfn.XLOOKUP(GTel!C126&GTel!D126&GTel!E126,Daten!$B$159:$B$274&Daten!$A$159:$A$274&Daten!$D$159:$D$274,Daten!$Q$159:$T$274)),\nIF(C126=$C$9,J126*K126*L126,\n\"\")))),0)","v":""},{"$f":"IFERROR(\nIF(C126=$C$6,TRANSPOSE(_xlfn._xlws.FILTER(Daten!$C$159:$C$274,(Daten!$A$159:$A$274=GTel!D126)*(Daten!$B$159:$B$274=GTel!C126))),\nIF(C126=$C$7,TRANSPOSE(_xlfn._xlws.FILTER(Daten!$D$159:$D$274,(Daten!$A$159:$A$274=GTel!D126)*(Daten!$B$159:$B$274=GTel!C126))),\nIF(C126=$C$8,TRANSPOSE(_xlfn._xlws.FILTER(Daten!$D$159:$D$274,(Daten!$A$159:$A$274=GTel!D126)*(Daten!$B$159:$B$274=GTel!C126))),\"\"))),\"\")","v":""}]
[{"$nulls":13},{"$f":"IFERROR(IF(C127=$C$6,_xlfn.XLOOKUP(GTel!F127,Daten!$F$157:$I$157,_xlfn.XLOOKUP(GTel!C127&GTel!D127&GTel!E127,Daten!$B$159:$B$274&Daten!$A$159:$A$274&Daten!$C$159:$C$274,Daten!$F$159:$I$274)),\nIF(C127=$C$7,_xlfn.XLOOKUP(GTel!C127&GTel!D127&GTel!E127,Daten!$B$159:$B$274&Daten!$A$159:$A$274&Daten!$D$159:$D$274,Daten!$K$159:$K$274)*I127*_xlfn.XLOOKUP(G127,Daten!$M$157:$O$157,_xlfn.XLOOKUP(GTel!C127&GTel!D127&GTel!E127,Daten!$B$159:$B$274&Daten!$A$159:$A$274&Daten!$D$159:$D$274,Daten!$M$159:$O$274))*_xlfn.XLOOKUP(F127,Daten!$V$157:$Y$157,_xlfn.XLOOKUP(GTel!C127&GTel!D127&GTel!E127,Daten!$B$159:$B$274&Daten!$A$159:$A$274&Daten!$D$159:$D$274,Daten!$V$159:$Y$274)),\nIF(C127=$C$8,_xlfn.XLOOKUP(GTel!C127&GTel!D127&GTel!E127,Daten!$B$159:$B$274&Daten!$A$159:$A$274&Daten!$D$159:$D$274,Daten!$K$159:$K$274)*I127*_xlfn.XLOOKUP(G127,Daten!$M$157:$O$157,_xlfn.XLOOKUP(GTel!C127&GTel!D127&GTel!E127,Daten!$B$159:$B$274&Daten!$A$159:$A$274&Daten!$D$159:$D$274,Daten!$M$159:$O$274))*_xlfn.XLOOKUP(H127,Daten!$Q$157:$T$157,_xlfn.XLOOKUP(GTel!C127&GTel!D127&GTel!E127,Daten!$B$159:$B$274&Daten!$A$159:$A$274&Daten!$D$159:$D$274,Daten!$Q$159:$T$274)),\nIF(C127=$C$9,J127*K127*L127,\n\"\")))),0)","v":""},{"$f":"IFERROR(\nIF(C127=$C$6,TRANSPOSE(_xlfn._xlws.FILTER(Daten!$C$159:$C$274,(Daten!$A$159:$A$274=GTel!D127)*(Daten!$B$159:$B$274=GTel!C127))),\nIF(C127=$C$7,TRANSPOSE(_xlfn._xlws.FILTER(Daten!$D$159:$D$274,(Daten!$A$159:$A$274=GTel!D127)*(Daten!$B$159:$B$274=GTel!C127))),\nIF(C127=$C$8,TRANSPOSE(_xlfn._xlws.FILTER(Daten!$D$159:$D$274,(Daten!$A$159:$A$274=GTel!D127)*(Daten!$B$159:$B$274=GTel!C127))),\"\"))),\"\")","v":""}]
[{"$nulls":13},{"$f":"IFERROR(IF(C128=$C$6,_xlfn.XLOOKUP(GTel!F128,Daten!$F$157:$I$157,_xlfn.XLOOKUP(GTel!C128&GTel!D128&GTel!E128,Daten!$B$159:$B$274&Daten!$A$159:$A$274&Daten!$C$159:$C$274,Daten!$F$159:$I$274)),\nIF(C128=$C$7,_xlfn.XLOOKUP(GTel!C128&GTel!D128&GTel!E128,Daten!$B$159:$B$274&Daten!$A$159:$A$274&Daten!$D$159:$D$274,Daten!$K$159:$K$274)*I128*_xlfn.XLOOKUP(G128,Daten!$M$157:$O$157,_xlfn.XLOOKUP(GTel!C128&GTel!D128&GTel!E128,Daten!$B$159:$B$274&Daten!$A$159:$A$274&Daten!$D$159:$D$274,Daten!$M$159:$O$274))*_xlfn.XLOOKUP(F128,Daten!$V$157:$Y$157,_xlfn.XLOOKUP(GTel!C128&GTel!D128&GTel!E128,Daten!$B$159:$B$274&Daten!$A$159:$A$274&Daten!$D$159:$D$274,Daten!$V$159:$Y$274)),\nIF(C128=$C$8,_xlfn.XLOOKUP(GTel!C128&GTel!D128&GTel!E128,Daten!$B$159:$B$274&Daten!$A$159:$A$274&Daten!$D$159:$D$274,Daten!$K$159:$K$274)*I128*_xlfn.XLOOKUP(G128,Daten!$M$157:$O$157,_xlfn.XLOOKUP(GTel!C128&GTel!D128&GTel!E128,Daten!$B$159:$B$274&Daten!$A$159:$A$274&Daten!$D$159:$D$274,Daten!$M$159:$O$274))*_xlfn.XLOOKUP(H128,Daten!$Q$157:$T$157,_xlfn.XLOOKUP(GTel!C128&GTel!D128&GTel!E128,Daten!$B$159:$B$274&Daten!$A$159:$A$274&Daten!$D$159:$D$274,Daten!$Q$159:$T$274)),\nIF(C128=$C$9,J128*K128*L128,\n\"\")))),0)","v":""},{"$f":"IFERROR(\nIF(C128=$C$6,TRANSPOSE(_xlfn._xlws.FILTER(Daten!$C$159:$C$274,(Daten!$A$159:$A$274=GTel!D128)*(Daten!$B$159:$B$274=GTel!C128))),\nIF(C128=$C$7,TRANSPOSE(_xlfn._xlws.FILTER(Daten!$D$159:$D$274,(Daten!$A$159:$A$274=GTel!D128)*(Daten!$B$159:$B$274=GTel!C128))),\nIF(C128=$C$8,TRANSPOSE(_xlfn._xlws.FILTER(Daten!$D$159:$D$274,(Daten!$A$159:$A$274=GTel!D128)*(Daten!$B$159:$B$274=GTel!C128))),\"\"))),\"\")","v":""}]
[{"$nulls":13},{"$f":"IFERROR(IF(C129=$C$6,_xlfn.XLOOKUP(GTel!F129,Daten!$F$157:$I$157,_xlfn.XLOOKUP(GTel!C129&GTel!D129&GTel!E129,Daten!$B$159:$B$274&Daten!$A$159:$A$274&Daten!$C$159:$C$274,Daten!$F$159:$I$274)),\nIF(C129=$C$7,_xlfn.XLOOKUP(GTel!C129&GTel!D129&GTel!E129,Daten!$B$159:$B$274&Daten!$A$159:$A$274&Daten!$D$159:$D$274,Daten!$K$159:$K$274)*I129*_xlfn.XLOOKUP(G129,Daten!$M$157:$O$157,_xlfn.XLOOKUP(GTel!C129&GTel!D129&GTel!E129,Daten!$B$159:$B$274&Daten!$A$159:$A$274&Daten!$D$159:$D$274,Daten!$M$159:$O$274))*_xlfn.XLOOKUP(F129,Daten!$V$157:$Y$157,_xlfn.XLOOKUP(GTel!C129&GTel!D129&GTel!E129,Daten!$B$159:$B$274&Daten!$A$159:$A$274&Daten!$D$159:$D$274,Daten!$V$159:$Y$274)),\nIF(C129=$C$8,_xlfn.XLOOKUP(GTel!C129&GTel!D129&GTel!E129,Daten!$B$159:$B$274&Daten!$A$159:$A$274&Daten!$D$159:$D$274,Daten!$K$159:$K$274)*I129*_xlfn.XLOOKUP(G129,Daten!$M$157:$O$157,_xlfn.XLOOKUP(GTel!C129&GTel!D129&GTel!E129,Daten!$B$159:$B$274&Daten!$A$159:$A$274&Daten!$D$159:$D$274,Daten!$M$159:$O$274))*_xlfn.XLOOKUP(H129,Daten!$Q$157:$T$157,_xlfn.XLOOKUP(GTel!C129&GTel!D129&GTel!E129,Daten!$B$159:$B$274&Daten!$A$159:$A$274&Daten!$D$159:$D$274,Daten!$Q$159:$T$274)),\nIF(C129=$C$9,J129*K129*L129,\n\"\")))),0)","v":""},{"$f":"IFERROR(\nIF(C129=$C$6,TRANSPOSE(_xlfn._xlws.FILTER(Daten!$C$159:$C$274,(Daten!$A$159:$A$274=GTel!D129)*(Daten!$B$159:$B$274=GTel!C129))),\nIF(C129=$C$7,TRANSPOSE(_xlfn._xlws.FILTER(Daten!$D$159:$D$274,(Daten!$A$159:$A$274=GTel!D129)*(Daten!$B$159:$B$274=GTel!C129))),\nIF(C129=$C$8,TRANSPOSE(_xlfn._xlws.FILTER(Daten!$D$159:$D$274,(Daten!$A$159:$A$274=GTel!D129)*(Daten!$B$159:$B$274=GTel!C129))),\"\"))),\"\")","v":""}]
[{"$nulls":13},{"$f":"IFERROR(IF(C130=$C$6,_xlfn.XLOOKUP(GTel!F130,Daten!$F$157:$I$157,_xlfn.XLOOKUP(GTel!C130&GTel!D130&GTel!E130,Daten!$B$159:$B$274&Daten!$A$159:$A$274&Daten!$C$159:$C$274,Daten!$F$159:$I$274)),\nIF(C130=$C$7,_xlfn.XLOOKUP(GTel!C130&GTel!D130&GTel!E130,Daten!$B$159:$B$274&Daten!$A$159:$A$274&Daten!$D$159:$D$274,Daten!$K$159:$K$274)*I130*_xlfn.XLOOKUP(G130,Daten!$M$157:$O$157,_xlfn.XLOOKUP(GTel!C130&GTel!D130&GTel!E130,Daten!$B$159:$B$274&Daten!$A$159:$A$274&Daten!$D$159:$D$274,Daten!$M$159:$O$274))*_xlfn.XLOOKUP(F130,Daten!$V$157:$Y$157,_xlfn.XLOOKUP(GTel!C130&GTel!D130&GTel!E130,Daten!$B$159:$B$274&Daten!$A$159:$A$274&Daten!$D$159:$D$274,Daten!$V$159:$Y$274)),\nIF(C130=$C$8,_xlfn.XLOOKUP(GTel!C130&GTel!D130&GTel!E130,Daten!$B$159:$B$274&Daten!$A$159:$A$274&Daten!$D$159:$D$274,Daten!$K$159:$K$274)*I130*_xlfn.XLOOKUP(G130,Daten!$M$157:$O$157,_xlfn.XLOOKUP(GTel!C130&GTel!D130&GTel!E130,Daten!$B$159:$B$274&Daten!$A$159:$A$274&Daten!$D$159:$D$274,Daten!$M$159:$O$274))*_xlfn.XLOOKUP(H130,Daten!$Q$157:$T$157,_xlfn.XLOOKUP(GTel!C130&GTel!D130&GTel!E130,Daten!$B$159:$B$274&Daten!$A$159:$A$274&Daten!$D$159:$D$274,Daten!$Q$159:$T$274)),\nIF(C130=$C$9,J130*K130*L130,\n\"\")))),0)","v":""},{"$f":"IFERROR(\nIF(C130=$C$6,TRANSPOSE(_xlfn._xlws.FILTER(Daten!$C$159:$C$274,(Daten!$A$159:$A$274=GTel!D130)*(Daten!$B$159:$B$274=GTel!C130))),\nIF(C130=$C$7,TRANSPOSE(_xlfn._xlws.FILTER(Daten!$D$159:$D$274,(Daten!$A$159:$A$274=GTel!D130)*(Daten!$B$159:$B$274=GTel!C130))),\nIF(C130=$C$8,TRANSPOSE(_xlfn._xlws.FILTER(Daten!$D$159:$D$274,(Daten!$A$159:$A$274=GTel!D130)*(Daten!$B$159:$B$274=GTel!C130))),\"\"))),\"\")","v":""}]
[{"$nulls":13},{"$f":"IFERROR(IF(C131=$C$6,_xlfn.XLOOKUP(GTel!F131,Daten!$F$157:$I$157,_xlfn.XLOOKUP(GTel!C131&GTel!D131&GTel!E131,Daten!$B$159:$B$274&Daten!$A$159:$A$274&Daten!$C$159:$C$274,Daten!$F$159:$I$274)),\nIF(C131=$C$7,_xlfn.XLOOKUP(GTel!C131&GTel!D131&GTel!E131,Daten!$B$159:$B$274&Daten!$A$159:$A$274&Daten!$D$159:$D$274,Daten!$K$159:$K$274)*I131*_xlfn.XLOOKUP(G131,Daten!$M$157:$O$157,_xlfn.XLOOKUP(GTel!C131&GTel!D131&GTel!E131,Daten!$B$159:$B$274&Daten!$A$159:$A$274&Daten!$D$159:$D$274,Daten!$M$159:$O$274))*_xlfn.XLOOKUP(F131,Daten!$V$157:$Y$157,_xlfn.XLOOKUP(GTel!C131&GTel!D131&GTel!E131,Daten!$B$159:$B$274&Daten!$A$159:$A$274&Daten!$D$159:$D$274,Daten!$V$159:$Y$274)),\nIF(C131=$C$8,_xlfn.XLOOKUP(GTel!C131&GTel!D131&GTel!E131,Daten!$B$159:$B$274&Daten!$A$159:$A$274&Daten!$D$159:$D$274,Daten!$K$159:$K$274)*I131*_xlfn.XLOOKUP(G131,Daten!$M$157:$O$157,_xlfn.XLOOKUP(GTel!C131&GTel!D131&GTel!E131,Daten!$B$159:$B$274&Daten!$A$159:$A$274&Daten!$D$159:$D$274,Daten!$M$159:$O$274))*_xlfn.XLOOKUP(H131,Daten!$Q$157:$T$157,_xlfn.XLOOKUP(GTel!C131&GTel!D131&GTel!E131,Daten!$B$159:$B$274&Daten!$A$159:$A$274&Daten!$D$159:$D$274,Daten!$Q$159:$T$274)),\nIF(C131=$C$9,J131*K131*L131,\n\"\")))),0)","v":""},{"$f":"IFERROR(\nIF(C131=$C$6,TRANSPOSE(_xlfn._xlws.FILTER(Daten!$C$159:$C$274,(Daten!$A$159:$A$274=GTel!D131)*(Daten!$B$159:$B$274=GTel!C131))),\nIF(C131=$C$7,TRANSPOSE(_xlfn._xlws.FILTER(Daten!$D$159:$D$274,(Daten!$A$159:$A$274=GTel!D131)*(Daten!$B$159:$B$274=GTel!C131))),\nIF(C131=$C$8,TRANSPOSE(_xlfn._xlws.FILTER(Daten!$D$159:$D$274,(Daten!$A$159:$A$274=GTel!D131)*(Daten!$B$159:$B$274=GTel!C131))),\"\"))),\"\")","v":""}]
[{"$nulls":13},{"$f":"IFERROR(IF(C132=$C$6,_xlfn.XLOOKUP(GTel!F132,Daten!$F$157:$I$157,_xlfn.XLOOKUP(GTel!C132&GTel!D132&GTel!E132,Daten!$B$159:$B$274&Daten!$A$159:$A$274&Daten!$C$159:$C$274,Daten!$F$159:$I$274)),\nIF(C132=$C$7,_xlfn.XLOOKUP(GTel!C132&GTel!D132&GTel!E132,Daten!$B$159:$B$274&Daten!$A$159:$A$274&Daten!$D$159:$D$274,Daten!$K$159:$K$274)*I132*_xlfn.XLOOKUP(G132,Daten!$M$157:$O$157,_xlfn.XLOOKUP(GTel!C132&GTel!D132&GTel!E132,Daten!$B$159:$B$274&Daten!$A$159:$A$274&Daten!$D$159:$D$274,Daten!$M$159:$O$274))*_xlfn.XLOOKUP(F132,Daten!$V$157:$Y$157,_xlfn.XLOOKUP(GTel!C132&GTel!D132&GTel!E132,Daten!$B$159:$B$274&Daten!$A$159:$A$274&Daten!$D$159:$D$274,Daten!$V$159:$Y$274)),\nIF(C132=$C$8,_xlfn.XLOOKUP(GTel!C132&GTel!D132&GTel!E132,Daten!$B$159:$B$274&Daten!$A$159:$A$274&Daten!$D$159:$D$274,Daten!$K$159:$K$274)*I132*_xlfn.XLOOKUP(G132,Daten!$M$157:$O$157,_xlfn.XLOOKUP(GTel!C132&GTel!D132&GTel!E132,Daten!$B$159:$B$274&Daten!$A$159:$A$274&Daten!$D$159:$D$274,Daten!$M$159:$O$274))*_xlfn.XLOOKUP(H132,Daten!$Q$157:$T$157,_xlfn.XLOOKUP(GTel!C132&GTel!D132&GTel!E132,Daten!$B$159:$B$274&Daten!$A$159:$A$274&Daten!$D$159:$D$274,Daten!$Q$159:$T$274)),\nIF(C132=$C$9,J132*K132*L132,\n\"\")))),0)","v":""},{"$f":"IFERROR(\nIF(C132=$C$6,TRANSPOSE(_xlfn._xlws.FILTER(Daten!$C$159:$C$274,(Daten!$A$159:$A$274=GTel!D132)*(Daten!$B$159:$B$274=GTel!C132))),\nIF(C132=$C$7,TRANSPOSE(_xlfn._xlws.FILTER(Daten!$D$159:$D$274,(Daten!$A$159:$A$274=GTel!D132)*(Daten!$B$159:$B$274=GTel!C132))),\nIF(C132=$C$8,TRANSPOSE(_xlfn._xlws.FILTER(Daten!$D$159:$D$274,(Daten!$A$159:$A$274=GTel!D132)*(Daten!$B$159:$B$274=GTel!C132))),\"\"))),\"\")","v":""}]
[{"$nulls":13},{"$f":"IFERROR(IF(C133=$C$6,_xlfn.XLOOKUP(GTel!F133,Daten!$F$157:$I$157,_xlfn.XLOOKUP(GTel!C133&GTel!D133&GTel!E133,Daten!$B$159:$B$274&Daten!$A$159:$A$274&Daten!$C$159:$C$274,Daten!$F$159:$I$274)),\nIF(C133=$C$7,_xlfn.XLOOKUP(GTel!C133&GTel!D133&GTel!E133,Daten!$B$159:$B$274&Daten!$A$159:$A$274&Daten!$D$159:$D$274,Daten!$K$159:$K$274)*I133*_xlfn.XLOOKUP(G133,Daten!$M$157:$O$157,_xlfn.XLOOKUP(GTel!C133&GTel!D133&GTel!E133,Daten!$B$159:$B$274&Daten!$A$159:$A$274&Daten!$D$159:$D$274,Daten!$M$159:$O$274))*_xlfn.XLOOKUP(F133,Daten!$V$157:$Y$157,_xlfn.XLOOKUP(GTel!C133&GTel!D133&GTel!E133,Daten!$B$159:$B$274&Daten!$A$159:$A$274&Daten!$D$159:$D$274,Daten!$V$159:$Y$274)),\nIF(C133=$C$8,_xlfn.XLOOKUP(GTel!C133&GTel!D133&GTel!E133,Daten!$B$159:$B$274&Daten!$A$159:$A$274&Daten!$D$159:$D$274,Daten!$K$159:$K$274)*I133*_xlfn.XLOOKUP(G133,Daten!$M$157:$O$157,_xlfn.XLOOKUP(GTel!C133&GTel!D133&GTel!E133,Daten!$B$159:$B$274&Daten!$A$159:$A$274&Daten!$D$159:$D$274,Daten!$M$159:$O$274))*_xlfn.XLOOKUP(H133,Daten!$Q$157:$T$157,_xlfn.XLOOKUP(GTel!C133&GTel!D133&GTel!E133,Daten!$B$159:$B$274&Daten!$A$159:$A$274&Daten!$D$159:$D$274,Daten!$Q$159:$T$274)),\nIF(C133=$C$9,J133*K133*L133,\n\"\")))),0)","v":""},{"$f":"IFERROR(\nIF(C133=$C$6,TRANSPOSE(_xlfn._xlws.FILTER(Daten!$C$159:$C$274,(Daten!$A$159:$A$274=GTel!D133)*(Daten!$B$159:$B$274=GTel!C133))),\nIF(C133=$C$7,TRANSPOSE(_xlfn._xlws.FILTER(Daten!$D$159:$D$274,(Daten!$A$159:$A$274=GTel!D133)*(Daten!$B$159:$B$274=GTel!C133))),\nIF(C133=$C$8,TRANSPOSE(_xlfn._xlws.FILTER(Daten!$D$159:$D$274,(Daten!$A$159:$A$274=GTel!D133)*(Daten!$B$159:$B$274=GTel!C133))),\"\"))),\"\")","v":""}]
[{"$nulls":13},{"$f":"IFERROR(IF(C134=$C$6,_xlfn.XLOOKUP(GTel!F134,Daten!$F$157:$I$157,_xlfn.XLOOKUP(GTel!C134&GTel!D134&GTel!E134,Daten!$B$159:$B$274&Daten!$A$159:$A$274&Daten!$C$159:$C$274,Daten!$F$159:$I$274)),\nIF(C134=$C$7,_xlfn.XLOOKUP(GTel!C134&GTel!D134&GTel!E134,Daten!$B$159:$B$274&Daten!$A$159:$A$274&Daten!$D$159:$D$274,Daten!$K$159:$K$274)*I134*_xlfn.XLOOKUP(G134,Daten!$M$157:$O$157,_xlfn.XLOOKUP(GTel!C134&GTel!D134&GTel!E134,Daten!$B$159:$B$274&Daten!$A$159:$A$274&Daten!$D$159:$D$274,Daten!$M$159:$O$274))*_xlfn.XLOOKUP(F134,Daten!$V$157:$Y$157,_xlfn.XLOOKUP(GTel!C134&GTel!D134&GTel!E134,Daten!$B$159:$B$274&Daten!$A$159:$A$274&Daten!$D$159:$D$274,Daten!$V$159:$Y$274)),\nIF(C134=$C$8,_xlfn.XLOOKUP(GTel!C134&GTel!D134&GTel!E134,Daten!$B$159:$B$274&Daten!$A$159:$A$274&Daten!$D$159:$D$274,Daten!$K$159:$K$274)*I134*_xlfn.XLOOKUP(G134,Daten!$M$157:$O$157,_xlfn.XLOOKUP(GTel!C134&GTel!D134&GTel!E134,Daten!$B$159:$B$274&Daten!$A$159:$A$274&Daten!$D$159:$D$274,Daten!$M$159:$O$274))*_xlfn.XLOOKUP(H134,Daten!$Q$157:$T$157,_xlfn.XLOOKUP(GTel!C134&GTel!D134&GTel!E134,Daten!$B$159:$B$274&Daten!$A$159:$A$274&Daten!$D$159:$D$274,Daten!$Q$159:$T$274)),\nIF(C134=$C$9,J134*K134*L134,\n\"\")))),0)","v":""},{"$f":"IFERROR(\nIF(C134=$C$6,TRANSPOSE(_xlfn._xlws.FILTER(Daten!$C$159:$C$274,(Daten!$A$159:$A$274=GTel!D134)*(Daten!$B$159:$B$274=GTel!C134))),\nIF(C134=$C$7,TRANSPOSE(_xlfn._xlws.FILTER(Daten!$D$159:$D$274,(Daten!$A$159:$A$274=GTel!D134)*(Daten!$B$159:$B$274=GTel!C134))),\nIF(C134=$C$8,TRANSPOSE(_xlfn._xlws.FILTER(Daten!$D$159:$D$274,(Daten!$A$159:$A$274=GTel!D134)*(Daten!$B$159:$B$274=GTel!C134))),\"\"))),\"\")","v":""}]
[{"$nulls":13},{"$f":"IFERROR(IF(C135=$C$6,_xlfn.XLOOKUP(GTel!F135,Daten!$F$157:$I$157,_xlfn.XLOOKUP(GTel!C135&GTel!D135&GTel!E135,Daten!$B$159:$B$274&Daten!$A$159:$A$274&Daten!$C$159:$C$274,Daten!$F$159:$I$274)),\nIF(C135=$C$7,_xlfn.XLOOKUP(GTel!C135&GTel!D135&GTel!E135,Daten!$B$159:$B$274&Daten!$A$159:$A$274&Daten!$D$159:$D$274,Daten!$K$159:$K$274)*I135*_xlfn.XLOOKUP(G135,Daten!$M$157:$O$157,_xlfn.XLOOKUP(GTel!C135&GTel!D135&GTel!E135,Daten!$B$159:$B$274&Daten!$A$159:$A$274&Daten!$D$159:$D$274,Daten!$M$159:$O$274))*_xlfn.XLOOKUP(F135,Daten!$V$157:$Y$157,_xlfn.XLOOKUP(GTel!C135&GTel!D135&GTel!E135,Daten!$B$159:$B$274&Daten!$A$159:$A$274&Daten!$D$159:$D$274,Daten!$V$159:$Y$274)),\nIF(C135=$C$8,_xlfn.XLOOKUP(GTel!C135&GTel!D135&GTel!E135,Daten!$B$159:$B$274&Daten!$A$159:$A$274&Daten!$D$159:$D$274,Daten!$K$159:$K$274)*I135*_xlfn.XLOOKUP(G135,Daten!$M$157:$O$157,_xlfn.XLOOKUP(GTel!C135&GTel!D135&GTel!E135,Daten!$B$159:$B$274&Daten!$A$159:$A$274&Daten!$D$159:$D$274,Daten!$M$159:$O$274))*_xlfn.XLOOKUP(H135,Daten!$Q$157:$T$157,_xlfn.XLOOKUP(GTel!C135&GTel!D135&GTel!E135,Daten!$B$159:$B$274&Daten!$A$159:$A$274&Daten!$D$159:$D$274,Daten!$Q$159:$T$274)),\nIF(C135=$C$9,J135*K135*L135,\n\"\")))),0)","v":""},{"$f":"IFERROR(\nIF(C135=$C$6,TRANSPOSE(_xlfn._xlws.FILTER(Daten!$C$159:$C$274,(Daten!$A$159:$A$274=GTel!D135)*(Daten!$B$159:$B$274=GTel!C135))),\nIF(C135=$C$7,TRANSPOSE(_xlfn._xlws.FILTER(Daten!$D$159:$D$274,(Daten!$A$159:$A$274=GTel!D135)*(Daten!$B$159:$B$274=GTel!C135))),\nIF(C135=$C$8,TRANSPOSE(_xlfn._xlws.FILTER(Daten!$D$159:$D$274,(Daten!$A$159:$A$274=GTel!D135)*(Daten!$B$159:$B$274=GTel!C135))),\"\"))),\"\")","v":""}]
[{"$nulls":13},{"$f":"IFERROR(IF(C136=$C$6,_xlfn.XLOOKUP(GTel!F136,Daten!$F$157:$I$157,_xlfn.XLOOKUP(GTel!C136&GTel!D136&GTel!E136,Daten!$B$159:$B$274&Daten!$A$159:$A$274&Daten!$C$159:$C$274,Daten!$F$159:$I$274)),\nIF(C136=$C$7,_xlfn.XLOOKUP(GTel!C136&GTel!D136&GTel!E136,Daten!$B$159:$B$274&Daten!$A$159:$A$274&Daten!$D$159:$D$274,Daten!$K$159:$K$274)*I136*_xlfn.XLOOKUP(G136,Daten!$M$157:$O$157,_xlfn.XLOOKUP(GTel!C136&GTel!D136&GTel!E136,Daten!$B$159:$B$274&Daten!$A$159:$A$274&Daten!$D$159:$D$274,Daten!$M$159:$O$274))*_xlfn.XLOOKUP(F136,Daten!$V$157:$Y$157,_xlfn.XLOOKUP(GTel!C136&GTel!D136&GTel!E136,Daten!$B$159:$B$274&Daten!$A$159:$A$274&Daten!$D$159:$D$274,Daten!$V$159:$Y$274)),\nIF(C136=$C$8,_xlfn.XLOOKUP(GTel!C136&GTel!D136&GTel!E136,Daten!$B$159:$B$274&Daten!$A$159:$A$274&Daten!$D$159:$D$274,Daten!$K$159:$K$274)*I136*_xlfn.XLOOKUP(G136,Daten!$M$157:$O$157,_xlfn.XLOOKUP(GTel!C136&GTel!D136&GTel!E136,Daten!$B$159:$B$274&Daten!$A$159:$A$274&Daten!$D$159:$D$274,Daten!$M$159:$O$274))*_xlfn.XLOOKUP(H136,Daten!$Q$157:$T$157,_xlfn.XLOOKUP(GTel!C136&GTel!D136&GTel!E136,Daten!$B$159:$B$274&Daten!$A$159:$A$274&Daten!$D$159:$D$274,Daten!$Q$159:$T$274)),\nIF(C136=$C$9,J136*K136*L136,\n\"\")))),0)","v":""},{"$f":"IFERROR(\nIF(C136=$C$6,TRANSPOSE(_xlfn._xlws.FILTER(Daten!$C$159:$C$274,(Daten!$A$159:$A$274=GTel!D136)*(Daten!$B$159:$B$274=GTel!C136))),\nIF(C136=$C$7,TRANSPOSE(_xlfn._xlws.FILTER(Daten!$D$159:$D$274,(Daten!$A$159:$A$274=GTel!D136)*(Daten!$B$159:$B$274=GTel!C136))),\nIF(C136=$C$8,TRANSPOSE(_xlfn._xlws.FILTER(Daten!$D$159:$D$274,(Daten!$A$159:$A$274=GTel!D136)*(Daten!$B$159:$B$274=GTel!C136))),\"\"))),\"\")","v":""}]
[{"$nulls":13},{"$f":"IFERROR(IF(C137=$C$6,_xlfn.XLOOKUP(GTel!F137,Daten!$F$157:$I$157,_xlfn.XLOOKUP(GTel!C137&GTel!D137&GTel!E137,Daten!$B$159:$B$274&Daten!$A$159:$A$274&Daten!$C$159:$C$274,Daten!$F$159:$I$274)),\nIF(C137=$C$7,_xlfn.XLOOKUP(GTel!C137&GTel!D137&GTel!E137,Daten!$B$159:$B$274&Daten!$A$159:$A$274&Daten!$D$159:$D$274,Daten!$K$159:$K$274)*I137*_xlfn.XLOOKUP(G137,Daten!$M$157:$O$157,_xlfn.XLOOKUP(GTel!C137&GTel!D137&GTel!E137,Daten!$B$159:$B$274&Daten!$A$159:$A$274&Daten!$D$159:$D$274,Daten!$M$159:$O$274))*_xlfn.XLOOKUP(F137,Daten!$V$157:$Y$157,_xlfn.XLOOKUP(GTel!C137&GTel!D137&GTel!E137,Daten!$B$159:$B$274&Daten!$A$159:$A$274&Daten!$D$159:$D$274,Daten!$V$159:$Y$274)),\nIF(C137=$C$8,_xlfn.XLOOKUP(GTel!C137&GTel!D137&GTel!E137,Daten!$B$159:$B$274&Daten!$A$159:$A$274&Daten!$D$159:$D$274,Daten!$K$159:$K$274)*I137*_xlfn.XLOOKUP(G137,Daten!$M$157:$O$157,_xlfn.XLOOKUP(GTel!C137&GTel!D137&GTel!E137,Daten!$B$159:$B$274&Daten!$A$159:$A$274&Daten!$D$159:$D$274,Daten!$M$159:$O$274))*_xlfn.XLOOKUP(H137,Daten!$Q$157:$T$157,_xlfn.XLOOKUP(GTel!C137&GTel!D137&GTel!E137,Daten!$B$159:$B$274&Daten!$A$159:$A$274&Daten!$D$159:$D$274,Daten!$Q$159:$T$274)),\nIF(C137=$C$9,J137*K137*L137,\n\"\")))),0)","v":""},{"$f":"IFERROR(\nIF(C137=$C$6,TRANSPOSE(_xlfn._xlws.FILTER(Daten!$C$159:$C$274,(Daten!$A$159:$A$274=GTel!D137)*(Daten!$B$159:$B$274=GTel!C137))),\nIF(C137=$C$7,TRANSPOSE(_xlfn._xlws.FILTER(Daten!$D$159:$D$274,(Daten!$A$159:$A$274=GTel!D137)*(Daten!$B$159:$B$274=GTel!C137))),\nIF(C137=$C$8,TRANSPOSE(_xlfn._xlws.FILTER(Daten!$D$159:$D$274,(Daten!$A$159:$A$274=GTel!D137)*(Daten!$B$159:$B$274=GTel!C137))),\"\"))),\"\")","v":""}]
[{"$nulls":13},{"$f":"IFERROR(IF(C138=$C$6,_xlfn.XLOOKUP(GTel!F138,Daten!$F$157:$I$157,_xlfn.XLOOKUP(GTel!C138&GTel!D138&GTel!E138,Daten!$B$159:$B$274&Daten!$A$159:$A$274&Daten!$C$159:$C$274,Daten!$F$159:$I$274)),\nIF(C138=$C$7,_xlfn.XLOOKUP(GTel!C138&GTel!D138&GTel!E138,Daten!$B$159:$B$274&Daten!$A$159:$A$274&Daten!$D$159:$D$274,Daten!$K$159:$K$274)*I138*_xlfn.XLOOKUP(G138,Daten!$M$157:$O$157,_xlfn.XLOOKUP(GTel!C138&GTel!D138&GTel!E138,Daten!$B$159:$B$274&Daten!$A$159:$A$274&Daten!$D$159:$D$274,Daten!$M$159:$O$274))*_xlfn.XLOOKUP(F138,Daten!$V$157:$Y$157,_xlfn.XLOOKUP(GTel!C138&GTel!D138&GTel!E138,Daten!$B$159:$B$274&Daten!$A$159:$A$274&Daten!$D$159:$D$274,Daten!$V$159:$Y$274)),\nIF(C138=$C$8,_xlfn.XLOOKUP(GTel!C138&GTel!D138&GTel!E138,Daten!$B$159:$B$274&Daten!$A$159:$A$274&Daten!$D$159:$D$274,Daten!$K$159:$K$274)*I138*_xlfn.XLOOKUP(G138,Daten!$M$157:$O$157,_xlfn.XLOOKUP(GTel!C138&GTel!D138&GTel!E138,Daten!$B$159:$B$274&Daten!$A$159:$A$274&Daten!$D$159:$D$274,Daten!$M$159:$O$274))*_xlfn.XLOOKUP(H138,Daten!$Q$157:$T$157,_xlfn.XLOOKUP(GTel!C138&GTel!D138&GTel!E138,Daten!$B$159:$B$274&Daten!$A$159:$A$274&Daten!$D$159:$D$274,Daten!$Q$159:$T$274)),\nIF(C138=$C$9,J138*K138*L138,\n\"\")))),0)","v":""},{"$f":"IFERROR(\nIF(C138=$C$6,TRANSPOSE(_xlfn._xlws.FILTER(Daten!$C$159:$C$274,(Daten!$A$159:$A$274=GTel!D138)*(Daten!$B$159:$B$274=GTel!C138))),\nIF(C138=$C$7,TRANSPOSE(_xlfn._xlws.FILTER(Daten!$D$159:$D$274,(Daten!$A$159:$A$274=GTel!D138)*(Daten!$B$159:$B$274=GTel!C138))),\nIF(C138=$C$8,TRANSPOSE(_xlfn._xlws.FILTER(Daten!$D$159:$D$274,(Daten!$A$159:$A$274=GTel!D138)*(Daten!$B$159:$B$274=GTel!C138))),\"\"))),\"\")","v":""}]
[{"$nulls":13},{"$f":"IFERROR(IF(C139=$C$6,_xlfn.XLOOKUP(GTel!F139,Daten!$F$157:$I$157,_xlfn.XLOOKUP(GTel!C139&GTel!D139&GTel!E139,Daten!$B$159:$B$274&Daten!$A$159:$A$274&Daten!$C$159:$C$274,Daten!$F$159:$I$274)),\nIF(C139=$C$7,_xlfn.XLOOKUP(GTel!C139&GTel!D139&GTel!E139,Daten!$B$159:$B$274&Daten!$A$159:$A$274&Daten!$D$159:$D$274,Daten!$K$159:$K$274)*I139*_xlfn.XLOOKUP(G139,Daten!$M$157:$O$157,_xlfn.XLOOKUP(GTel!C139&GTel!D139&GTel!E139,Daten!$B$159:$B$274&Daten!$A$159:$A$274&Daten!$D$159:$D$274,Daten!$M$159:$O$274))*_xlfn.XLOOKUP(F139,Daten!$V$157:$Y$157,_xlfn.XLOOKUP(GTel!C139&GTel!D139&GTel!E139,Daten!$B$159:$B$274&Daten!$A$159:$A$274&Daten!$D$159:$D$274,Daten!$V$159:$Y$274)),\nIF(C139=$C$8,_xlfn.XLOOKUP(GTel!C139&GTel!D139&GTel!E139,Daten!$B$159:$B$274&Daten!$A$159:$A$274&Daten!$D$159:$D$274,Daten!$K$159:$K$274)*I139*_xlfn.XLOOKUP(G139,Daten!$M$157:$O$157,_xlfn.XLOOKUP(GTel!C139&GTel!D139&GTel!E139,Daten!$B$159:$B$274&Daten!$A$159:$A$274&Daten!$D$159:$D$274,Daten!$M$159:$O$274))*_xlfn.XLOOKUP(H139,Daten!$Q$157:$T$157,_xlfn.XLOOKUP(GTel!C139&GTel!D139&GTel!E139,Daten!$B$159:$B$274&Daten!$A$159:$A$274&Daten!$D$159:$D$274,Daten!$Q$159:$T$274)),\nIF(C139=$C$9,J139*K139*L139,\n\"\")))),0)","v":""},{"$f":"IFERROR(\nIF(C139=$C$6,TRANSPOSE(_xlfn._xlws.FILTER(Daten!$C$159:$C$274,(Daten!$A$159:$A$274=GTel!D139)*(Daten!$B$159:$B$274=GTel!C139))),\nIF(C139=$C$7,TRANSPOSE(_xlfn._xlws.FILTER(Daten!$D$159:$D$274,(Daten!$A$159:$A$274=GTel!D139)*(Daten!$B$159:$B$274=GTel!C139))),\nIF(C139=$C$8,TRANSPOSE(_xlfn._xlws.FILTER(Daten!$D$159:$D$274,(Daten!$A$159:$A$274=GTel!D139)*(Daten!$B$159:$B$274=GTel!C139))),\"\"))),\"\")","v":""}]
[{"$nulls":13},{"$f":"IFERROR(IF(C140=$C$6,_xlfn.XLOOKUP(GTel!F140,Daten!$F$157:$I$157,_xlfn.XLOOKUP(GTel!C140&GTel!D140&GTel!E140,Daten!$B$159:$B$274&Daten!$A$159:$A$274&Daten!$C$159:$C$274,Daten!$F$159:$I$274)),\nIF(C140=$C$7,_xlfn.XLOOKUP(GTel!C140&GTel!D140&GTel!E140,Daten!$B$159:$B$274&Daten!$A$159:$A$274&Daten!$D$159:$D$274,Daten!$K$159:$K$274)*I140*_xlfn.XLOOKUP(G140,Daten!$M$157:$O$157,_xlfn.XLOOKUP(GTel!C140&GTel!D140&GTel!E140,Daten!$B$159:$B$274&Daten!$A$159:$A$274&Daten!$D$159:$D$274,Daten!$M$159:$O$274))*_xlfn.XLOOKUP(F140,Daten!$V$157:$Y$157,_xlfn.XLOOKUP(GTel!C140&GTel!D140&GTel!E140,Daten!$B$159:$B$274&Daten!$A$159:$A$274&Daten!$D$159:$D$274,Daten!$V$159:$Y$274)),\nIF(C140=$C$8,_xlfn.XLOOKUP(GTel!C140&GTel!D140&GTel!E140,Daten!$B$159:$B$274&Daten!$A$159:$A$274&Daten!$D$159:$D$274,Daten!$K$159:$K$274)*I140*_xlfn.XLOOKUP(G140,Daten!$M$157:$O$157,_xlfn.XLOOKUP(GTel!C140&GTel!D140&GTel!E140,Daten!$B$159:$B$274&Daten!$A$159:$A$274&Daten!$D$159:$D$274,Daten!$M$159:$O$274))*_xlfn.XLOOKUP(H140,Daten!$Q$157:$T$157,_xlfn.XLOOKUP(GTel!C140&GTel!D140&GTel!E140,Daten!$B$159:$B$274&Daten!$A$159:$A$274&Daten!$D$159:$D$274,Daten!$Q$159:$T$274)),\nIF(C140=$C$9,J140*K140*L140,\n\"\")))),0)","v":""},{"$f":"IFERROR(\nIF(C140=$C$6,TRANSPOSE(_xlfn._xlws.FILTER(Daten!$C$159:$C$274,(Daten!$A$159:$A$274=GTel!D140)*(Daten!$B$159:$B$274=GTel!C140))),\nIF(C140=$C$7,TRANSPOSE(_xlfn._xlws.FILTER(Daten!$D$159:$D$274,(Daten!$A$159:$A$274=GTel!D140)*(Daten!$B$159:$B$274=GTel!C140))),\nIF(C140=$C$8,TRANSPOSE(_xlfn._xlws.FILTER(Daten!$D$159:$D$274,(Daten!$A$159:$A$274=GTel!D140)*(Daten!$B$159:$B$274=GTel!C140))),\"\"))),\"\")","v":""}]
[{"$nulls":13},{"$f":"IFERROR(IF(C141=$C$6,_xlfn.XLOOKUP(GTel!F141,Daten!$F$157:$I$157,_xlfn.XLOOKUP(GTel!C141&GTel!D141&GTel!E141,Daten!$B$159:$B$274&Daten!$A$159:$A$274&Daten!$C$159:$C$274,Daten!$F$159:$I$274)),\nIF(C141=$C$7,_xlfn.XLOOKUP(GTel!C141&GTel!D141&GTel!E141,Daten!$B$159:$B$274&Daten!$A$159:$A$274&Daten!$D$159:$D$274,Daten!$K$159:$K$274)*I141*_xlfn.XLOOKUP(G141,Daten!$M$157:$O$157,_xlfn.XLOOKUP(GTel!C141&GTel!D141&GTel!E141,Daten!$B$159:$B$274&Daten!$A$159:$A$274&Daten!$D$159:$D$274,Daten!$M$159:$O$274))*_xlfn.XLOOKUP(F141,Daten!$V$157:$Y$157,_xlfn.XLOOKUP(GTel!C141&GTel!D141&GTel!E141,Daten!$B$159:$B$274&Daten!$A$159:$A$274&Daten!$D$159:$D$274,Daten!$V$159:$Y$274)),\nIF(C141=$C$8,_xlfn.XLOOKUP(GTel!C141&GTel!D141&GTel!E141,Daten!$B$159:$B$274&Daten!$A$159:$A$274&Daten!$D$159:$D$274,Daten!$K$159:$K$274)*I141*_xlfn.XLOOKUP(G141,Daten!$M$157:$O$157,_xlfn.XLOOKUP(GTel!C141&GTel!D141&GTel!E141,Daten!$B$159:$B$274&Daten!$A$159:$A$274&Daten!$D$159:$D$274,Daten!$M$159:$O$274))*_xlfn.XLOOKUP(H141,Daten!$Q$157:$T$157,_xlfn.XLOOKUP(GTel!C141&GTel!D141&GTel!E141,Daten!$B$159:$B$274&Daten!$A$159:$A$274&Daten!$D$159:$D$274,Daten!$Q$159:$T$274)),\nIF(C141=$C$9,J141*K141*L141,\n\"\")))),0)","v":""},{"$f":"IFERROR(\nIF(C141=$C$6,TRANSPOSE(_xlfn._xlws.FILTER(Daten!$C$159:$C$274,(Daten!$A$159:$A$274=GTel!D141)*(Daten!$B$159:$B$274=GTel!C141))),\nIF(C141=$C$7,TRANSPOSE(_xlfn._xlws.FILTER(Daten!$D$159:$D$274,(Daten!$A$159:$A$274=GTel!D141)*(Daten!$B$159:$B$274=GTel!C141))),\nIF(C141=$C$8,TRANSPOSE(_xlfn._xlws.FILTER(Daten!$D$159:$D$274,(Daten!$A$159:$A$274=GTel!D141)*(Daten!$B$159:$B$274=GTel!C141))),\"\"))),\"\")","v":""}]
[{"$nulls":13},{"$f":"IFERROR(IF(C142=$C$6,_xlfn.XLOOKUP(GTel!F142,Daten!$F$157:$I$157,_xlfn.XLOOKUP(GTel!C142&GTel!D142&GTel!E142,Daten!$B$159:$B$274&Daten!$A$159:$A$274&Daten!$C$159:$C$274,Daten!$F$159:$I$274)),\nIF(C142=$C$7,_xlfn.XLOOKUP(GTel!C142&GTel!D142&GTel!E142,Daten!$B$159:$B$274&Daten!$A$159:$A$274&Daten!$D$159:$D$274,Daten!$K$159:$K$274)*I142*_xlfn.XLOOKUP(G142,Daten!$M$157:$O$157,_xlfn.XLOOKUP(GTel!C142&GTel!D142&GTel!E142,Daten!$B$159:$B$274&Daten!$A$159:$A$274&Daten!$D$159:$D$274,Daten!$M$159:$O$274))*_xlfn.XLOOKUP(F142,Daten!$V$157:$Y$157,_xlfn.XLOOKUP(GTel!C142&GTel!D142&GTel!E142,Daten!$B$159:$B$274&Daten!$A$159:$A$274&Daten!$D$159:$D$274,Daten!$V$159:$Y$274)),\nIF(C142=$C$8,_xlfn.XLOOKUP(GTel!C142&GTel!D142&GTel!E142,Daten!$B$159:$B$274&Daten!$A$159:$A$274&Daten!$D$159:$D$274,Daten!$K$159:$K$274)*I142*_xlfn.XLOOKUP(G142,Daten!$M$157:$O$157,_xlfn.XLOOKUP(GTel!C142&GTel!D142&GTel!E142,Daten!$B$159:$B$274&Daten!$A$159:$A$274&Daten!$D$159:$D$274,Daten!$M$159:$O$274))*_xlfn.XLOOKUP(H142,Daten!$Q$157:$T$157,_xlfn.XLOOKUP(GTel!C142&GTel!D142&GTel!E142,Daten!$B$159:$B$274&Daten!$A$159:$A$274&Daten!$D$159:$D$274,Daten!$Q$159:$T$274)),\nIF(C142=$C$9,J142*K142*L142,\n\"\")))),0)","v":""},{"$f":"IFERROR(\nIF(C142=$C$6,TRANSPOSE(_xlfn._xlws.FILTER(Daten!$C$159:$C$274,(Daten!$A$159:$A$274=GTel!D142)*(Daten!$B$159:$B$274=GTel!C142))),\nIF(C142=$C$7,TRANSPOSE(_xlfn._xlws.FILTER(Daten!$D$159:$D$274,(Daten!$A$159:$A$274=GTel!D142)*(Daten!$B$159:$B$274=GTel!C142))),\nIF(C142=$C$8,TRANSPOSE(_xlfn._xlws.FILTER(Daten!$D$159:$D$274,(Daten!$A$159:$A$274=GTel!D142)*(Daten!$B$159:$B$274=GTel!C142))),\"\"))),\"\")","v":""}]
[{"$nulls":13},{"$f":"IFERROR(IF(C143=$C$6,_xlfn.XLOOKUP(GTel!F143,Daten!$F$157:$I$157,_xlfn.XLOOKUP(GTel!C143&GTel!D143&GTel!E143,Daten!$B$159:$B$274&Daten!$A$159:$A$274&Daten!$C$159:$C$274,Daten!$F$159:$I$274)),\nIF(C143=$C$7,_xlfn.XLOOKUP(GTel!C143&GTel!D143&GTel!E143,Daten!$B$159:$B$274&Daten!$A$159:$A$274&Daten!$D$159:$D$274,Daten!$K$159:$K$274)*I143*_xlfn.XLOOKUP(G143,Daten!$M$157:$O$157,_xlfn.XLOOKUP(GTel!C143&GTel!D143&GTel!E143,Daten!$B$159:$B$274&Daten!$A$159:$A$274&Daten!$D$159:$D$274,Daten!$M$159:$O$274))*_xlfn.XLOOKUP(F143,Daten!$V$157:$Y$157,_xlfn.XLOOKUP(GTel!C143&GTel!D143&GTel!E143,Daten!$B$159:$B$274&Daten!$A$159:$A$274&Daten!$D$159:$D$274,Daten!$V$159:$Y$274)),\nIF(C143=$C$8,_xlfn.XLOOKUP(GTel!C143&GTel!D143&GTel!E143,Daten!$B$159:$B$274&Daten!$A$159:$A$274&Daten!$D$159:$D$274,Daten!$K$159:$K$274)*I143*_xlfn.XLOOKUP(G143,Daten!$M$157:$O$157,_xlfn.XLOOKUP(GTel!C143&GTel!D143&GTel!E143,Daten!$B$159:$B$274&Daten!$A$159:$A$274&Daten!$D$159:$D$274,Daten!$M$159:$O$274))*_xlfn.XLOOKUP(H143,Daten!$Q$157:$T$157,_xlfn.XLOOKUP(GTel!C143&GTel!D143&GTel!E143,Daten!$B$159:$B$274&Daten!$A$159:$A$274&Daten!$D$159:$D$274,Daten!$Q$159:$T$274)),\nIF(C143=$C$9,J143*K143*L143,\n\"\")))),0)","v":""},{"$f":"IFERROR(\nIF(C143=$C$6,TRANSPOSE(_xlfn._xlws.FILTER(Daten!$C$159:$C$274,(Daten!$A$159:$A$274=GTel!D143)*(Daten!$B$159:$B$274=GTel!C143))),\nIF(C143=$C$7,TRANSPOSE(_xlfn._xlws.FILTER(Daten!$D$159:$D$274,(Daten!$A$159:$A$274=GTel!D143)*(Daten!$B$159:$B$274=GTel!C143))),\nIF(C143=$C$8,TRANSPOSE(_xlfn._xlws.FILTER(Daten!$D$159:$D$274,(Daten!$A$159:$A$274=GTel!D143)*(Daten!$B$159:$B$274=GTel!C143))),\"\"))),\"\")","v":""}]
[{"$nulls":13},{"$f":"IFERROR(IF(C144=$C$6,_xlfn.XLOOKUP(GTel!F144,Daten!$F$157:$I$157,_xlfn.XLOOKUP(GTel!C144&GTel!D144&GTel!E144,Daten!$B$159:$B$274&Daten!$A$159:$A$274&Daten!$C$159:$C$274,Daten!$F$159:$I$274)),\nIF(C144=$C$7,_xlfn.XLOOKUP(GTel!C144&GTel!D144&GTel!E144,Daten!$B$159:$B$274&Daten!$A$159:$A$274&Daten!$D$159:$D$274,Daten!$K$159:$K$274)*I144*_xlfn.XLOOKUP(G144,Daten!$M$157:$O$157,_xlfn.XLOOKUP(GTel!C144&GTel!D144&GTel!E144,Daten!$B$159:$B$274&Daten!$A$159:$A$274&Daten!$D$159:$D$274,Daten!$M$159:$O$274))*_xlfn.XLOOKUP(F144,Daten!$V$157:$Y$157,_xlfn.XLOOKUP(GTel!C144&GTel!D144&GTel!E144,Daten!$B$159:$B$274&Daten!$A$159:$A$274&Daten!$D$159:$D$274,Daten!$V$159:$Y$274)),\nIF(C144=$C$8,_xlfn.XLOOKUP(GTel!C144&GTel!D144&GTel!E144,Daten!$B$159:$B$274&Daten!$A$159:$A$274&Daten!$D$159:$D$274,Daten!$K$159:$K$274)*I144*_xlfn.XLOOKUP(G144,Daten!$M$157:$O$157,_xlfn.XLOOKUP(GTel!C144&GTel!D144&GTel!E144,Daten!$B$159:$B$274&Daten!$A$159:$A$274&Daten!$D$159:$D$274,Daten!$M$159:$O$274))*_xlfn.XLOOKUP(H144,Daten!$Q$157:$T$157,_xlfn.XLOOKUP(GTel!C144&GTel!D144&GTel!E144,Daten!$B$159:$B$274&Daten!$A$159:$A$274&Daten!$D$159:$D$274,Daten!$Q$159:$T$274)),\nIF(C144=$C$9,J144*K144*L144,\n\"\")))),0)","v":""},{"$f":"IFERROR(\nIF(C144=$C$6,TRANSPOSE(_xlfn._xlws.FILTER(Daten!$C$159:$C$274,(Daten!$A$159:$A$274=GTel!D144)*(Daten!$B$159:$B$274=GTel!C144))),\nIF(C144=$C$7,TRANSPOSE(_xlfn._xlws.FILTER(Daten!$D$159:$D$274,(Daten!$A$159:$A$274=GTel!D144)*(Daten!$B$159:$B$274=GTel!C144))),\nIF(C144=$C$8,TRANSPOSE(_xlfn._xlws.FILTER(Daten!$D$159:$D$274,(Daten!$A$159:$A$274=GTel!D144)*(Daten!$B$159:$B$274=GTel!C144))),\"\"))),\"\")","v":""}]
[{"$nulls":13},{"$f":"IFERROR(IF(C145=$C$6,_xlfn.XLOOKUP(GTel!F145,Daten!$F$157:$I$157,_xlfn.XLOOKUP(GTel!C145&GTel!D145&GTel!E145,Daten!$B$159:$B$274&Daten!$A$159:$A$274&Daten!$C$159:$C$274,Daten!$F$159:$I$274)),\nIF(C145=$C$7,_xlfn.XLOOKUP(GTel!C145&GTel!D145&GTel!E145,Daten!$B$159:$B$274&Daten!$A$159:$A$274&Daten!$D$159:$D$274,Daten!$K$159:$K$274)*I145*_xlfn.XLOOKUP(G145,Daten!$M$157:$O$157,_xlfn.XLOOKUP(GTel!C145&GTel!D145&GTel!E145,Daten!$B$159:$B$274&Daten!$A$159:$A$274&Daten!$D$159:$D$274,Daten!$M$159:$O$274))*_xlfn.XLOOKUP(F145,Daten!$V$157:$Y$157,_xlfn.XLOOKUP(GTel!C145&GTel!D145&GTel!E145,Daten!$B$159:$B$274&Daten!$A$159:$A$274&Daten!$D$159:$D$274,Daten!$V$159:$Y$274)),\nIF(C145=$C$8,_xlfn.XLOOKUP(GTel!C145&GTel!D145&GTel!E145,Daten!$B$159:$B$274&Daten!$A$159:$A$274&Daten!$D$159:$D$274,Daten!$K$159:$K$274)*I145*_xlfn.XLOOKUP(G145,Daten!$M$157:$O$157,_xlfn.XLOOKUP(GTel!C145&GTel!D145&GTel!E145,Daten!$B$159:$B$274&Daten!$A$159:$A$274&Daten!$D$159:$D$274,Daten!$M$159:$O$274))*_xlfn.XLOOKUP(H145,Daten!$Q$157:$T$157,_xlfn.XLOOKUP(GTel!C145&GTel!D145&GTel!E145,Daten!$B$159:$B$274&Daten!$A$159:$A$274&Daten!$D$159:$D$274,Daten!$Q$159:$T$274)),\nIF(C145=$C$9,J145*K145*L145,\n\"\")))),0)","v":""},{"$f":"IFERROR(\nIF(C145=$C$6,TRANSPOSE(_xlfn._xlws.FILTER(Daten!$C$159:$C$274,(Daten!$A$159:$A$274=GTel!D145)*(Daten!$B$159:$B$274=GTel!C145))),\nIF(C145=$C$7,TRANSPOSE(_xlfn._xlws.FILTER(Daten!$D$159:$D$274,(Daten!$A$159:$A$274=GTel!D145)*(Daten!$B$159:$B$274=GTel!C145))),\nIF(C145=$C$8,TRANSPOSE(_xlfn._xlws.FILTER(Daten!$D$159:$D$274,(Daten!$A$159:$A$274=GTel!D145)*(Daten!$B$159:$B$274=GTel!C145))),\"\"))),\"\")","v":""}]
[{"$nulls":13},{"$f":"IFERROR(IF(C146=$C$6,_xlfn.XLOOKUP(GTel!F146,Daten!$F$157:$I$157,_xlfn.XLOOKUP(GTel!C146&GTel!D146&GTel!E146,Daten!$B$159:$B$274&Daten!$A$159:$A$274&Daten!$C$159:$C$274,Daten!$F$159:$I$274)),\nIF(C146=$C$7,_xlfn.XLOOKUP(GTel!C146&GTel!D146&GTel!E146,Daten!$B$159:$B$274&Daten!$A$159:$A$274&Daten!$D$159:$D$274,Daten!$K$159:$K$274)*I146*_xlfn.XLOOKUP(G146,Daten!$M$157:$O$157,_xlfn.XLOOKUP(GTel!C146&GTel!D146&GTel!E146,Daten!$B$159:$B$274&Daten!$A$159:$A$274&Daten!$D$159:$D$274,Daten!$M$159:$O$274))*_xlfn.XLOOKUP(F146,Daten!$V$157:$Y$157,_xlfn.XLOOKUP(GTel!C146&GTel!D146&GTel!E146,Daten!$B$159:$B$274&Daten!$A$159:$A$274&Daten!$D$159:$D$274,Daten!$V$159:$Y$274)),\nIF(C146=$C$8,_xlfn.XLOOKUP(GTel!C146&GTel!D146&GTel!E146,Daten!$B$159:$B$274&Daten!$A$159:$A$274&Daten!$D$159:$D$274,Daten!$K$159:$K$274)*I146*_xlfn.XLOOKUP(G146,Daten!$M$157:$O$157,_xlfn.XLOOKUP(GTel!C146&GTel!D146&GTel!E146,Daten!$B$159:$B$274&Daten!$A$159:$A$274&Daten!$D$159:$D$274,Daten!$M$159:$O$274))*_xlfn.XLOOKUP(H146,Daten!$Q$157:$T$157,_xlfn.XLOOKUP(GTel!C146&GTel!D146&GTel!E146,Daten!$B$159:$B$274&Daten!$A$159:$A$274&Daten!$D$159:$D$274,Daten!$Q$159:$T$274)),\nIF(C146=$C$9,J146*K146*L146,\n\"\")))),0)","v":""},{"$f":"IFERROR(\nIF(C146=$C$6,TRANSPOSE(_xlfn._xlws.FILTER(Daten!$C$159:$C$274,(Daten!$A$159:$A$274=GTel!D146)*(Daten!$B$159:$B$274=GTel!C146))),\nIF(C146=$C$7,TRANSPOSE(_xlfn._xlws.FILTER(Daten!$D$159:$D$274,(Daten!$A$159:$A$274=GTel!D146)*(Daten!$B$159:$B$274=GTel!C146))),\nIF(C146=$C$8,TRANSPOSE(_xlfn._xlws.FILTER(Daten!$D$159:$D$274,(Daten!$A$159:$A$274=GTel!D146)*(Daten!$B$159:$B$274=GTel!C146))),\"\"))),\"\")","v":""}]
[{"$nulls":13},{"$f":"IFERROR(IF(C147=$C$6,_xlfn.XLOOKUP(GTel!F147,Daten!$F$157:$I$157,_xlfn.XLOOKUP(GTel!C147&GTel!D147&GTel!E147,Daten!$B$159:$B$274&Daten!$A$159:$A$274&Daten!$C$159:$C$274,Daten!$F$159:$I$274)),\nIF(C147=$C$7,_xlfn.XLOOKUP(GTel!C147&GTel!D147&GTel!E147,Daten!$B$159:$B$274&Daten!$A$159:$A$274&Daten!$D$159:$D$274,Daten!$K$159:$K$274)*I147*_xlfn.XLOOKUP(G147,Daten!$M$157:$O$157,_xlfn.XLOOKUP(GTel!C147&GTel!D147&GTel!E147,Daten!$B$159:$B$274&Daten!$A$159:$A$274&Daten!$D$159:$D$274,Daten!$M$159:$O$274))*_xlfn.XLOOKUP(F147,Daten!$V$157:$Y$157,_xlfn.XLOOKUP(GTel!C147&GTel!D147&GTel!E147,Daten!$B$159:$B$274&Daten!$A$159:$A$274&Daten!$D$159:$D$274,Daten!$V$159:$Y$274)),\nIF(C147=$C$8,_xlfn.XLOOKUP(GTel!C147&GTel!D147&GTel!E147,Daten!$B$159:$B$274&Daten!$A$159:$A$274&Daten!$D$159:$D$274,Daten!$K$159:$K$274)*I147*_xlfn.XLOOKUP(G147,Daten!$M$157:$O$157,_xlfn.XLOOKUP(GTel!C147&GTel!D147&GTel!E147,Daten!$B$159:$B$274&Daten!$A$159:$A$274&Daten!$D$159:$D$274,Daten!$M$159:$O$274))*_xlfn.XLOOKUP(H147,Daten!$Q$157:$T$157,_xlfn.XLOOKUP(GTel!C147&GTel!D147&GTel!E147,Daten!$B$159:$B$274&Daten!$A$159:$A$274&Daten!$D$159:$D$274,Daten!$Q$159:$T$274)),\nIF(C147=$C$9,J147*K147*L147,\n\"\")))),0)","v":""},{"$f":"IFERROR(\nIF(C147=$C$6,TRANSPOSE(_xlfn._xlws.FILTER(Daten!$C$159:$C$274,(Daten!$A$159:$A$274=GTel!D147)*(Daten!$B$159:$B$274=GTel!C147))),\nIF(C147=$C$7,TRANSPOSE(_xlfn._xlws.FILTER(Daten!$D$159:$D$274,(Daten!$A$159:$A$274=GTel!D147)*(Daten!$B$159:$B$274=GTel!C147))),\nIF(C147=$C$8,TRANSPOSE(_xlfn._xlws.FILTER(Daten!$D$159:$D$274,(Daten!$A$159:$A$274=GTel!D147)*(Daten!$B$159:$B$274=GTel!C147))),\"\"))),\"\")","v":""}]
[{"$nulls":13},{"$f":"IFERROR(IF(C148=$C$6,_xlfn.XLOOKUP(GTel!F148,Daten!$F$157:$I$157,_xlfn.XLOOKUP(GTel!C148&GTel!D148&GTel!E148,Daten!$B$159:$B$274&Daten!$A$159:$A$274&Daten!$C$159:$C$274,Daten!$F$159:$I$274)),\nIF(C148=$C$7,_xlfn.XLOOKUP(GTel!C148&GTel!D148&GTel!E148,Daten!$B$159:$B$274&Daten!$A$159:$A$274&Daten!$D$159:$D$274,Daten!$K$159:$K$274)*I148*_xlfn.XLOOKUP(G148,Daten!$M$157:$O$157,_xlfn.XLOOKUP(GTel!C148&GTel!D148&GTel!E148,Daten!$B$159:$B$274&Daten!$A$159:$A$274&Daten!$D$159:$D$274,Daten!$M$159:$O$274))*_xlfn.XLOOKUP(F148,Daten!$V$157:$Y$157,_xlfn.XLOOKUP(GTel!C148&GTel!D148&GTel!E148,Daten!$B$159:$B$274&Daten!$A$159:$A$274&Daten!$D$159:$D$274,Daten!$V$159:$Y$274)),\nIF(C148=$C$8,_xlfn.XLOOKUP(GTel!C148&GTel!D148&GTel!E148,Daten!$B$159:$B$274&Daten!$A$159:$A$274&Daten!$D$159:$D$274,Daten!$K$159:$K$274)*I148*_xlfn.XLOOKUP(G148,Daten!$M$157:$O$157,_xlfn.XLOOKUP(GTel!C148&GTel!D148&GTel!E148,Daten!$B$159:$B$274&Daten!$A$159:$A$274&Daten!$D$159:$D$274,Daten!$M$159:$O$274))*_xlfn.XLOOKUP(H148,Daten!$Q$157:$T$157,_xlfn.XLOOKUP(GTel!C148&GTel!D148&GTel!E148,Daten!$B$159:$B$274&Daten!$A$159:$A$274&Daten!$D$159:$D$274,Daten!$Q$159:$T$274)),\nIF(C148=$C$9,J148*K148*L148,\n\"\")))),0)","v":""},{"$f":"IFERROR(\nIF(C148=$C$6,TRANSPOSE(_xlfn._xlws.FILTER(Daten!$C$159:$C$274,(Daten!$A$159:$A$274=GTel!D148)*(Daten!$B$159:$B$274=GTel!C148))),\nIF(C148=$C$7,TRANSPOSE(_xlfn._xlws.FILTER(Daten!$D$159:$D$274,(Daten!$A$159:$A$274=GTel!D148)*(Daten!$B$159:$B$274=GTel!C148))),\nIF(C148=$C$8,TRANSPOSE(_xlfn._xlws.FILTER(Daten!$D$159:$D$274,(Daten!$A$159:$A$274=GTel!D148)*(Daten!$B$159:$B$274=GTel!C148))),\"\"))),\"\")","v":""}]
[{"$nulls":13},{"$f":"IFERROR(IF(C149=$C$6,_xlfn.XLOOKUP(GTel!F149,Daten!$F$157:$I$157,_xlfn.XLOOKUP(GTel!C149&GTel!D149&GTel!E149,Daten!$B$159:$B$274&Daten!$A$159:$A$274&Daten!$C$159:$C$274,Daten!$F$159:$I$274)),\nIF(C149=$C$7,_xlfn.XLOOKUP(GTel!C149&GTel!D149&GTel!E149,Daten!$B$159:$B$274&Daten!$A$159:$A$274&Daten!$D$159:$D$274,Daten!$K$159:$K$274)*I149*_xlfn.XLOOKUP(G149,Daten!$M$157:$O$157,_xlfn.XLOOKUP(GTel!C149&GTel!D149&GTel!E149,Daten!$B$159:$B$274&Daten!$A$159:$A$274&Daten!$D$159:$D$274,Daten!$M$159:$O$274))*_xlfn.XLOOKUP(F149,Daten!$V$157:$Y$157,_xlfn.XLOOKUP(GTel!C149&GTel!D149&GTel!E149,Daten!$B$159:$B$274&Daten!$A$159:$A$274&Daten!$D$159:$D$274,Daten!$V$159:$Y$274)),\nIF(C149=$C$8,_xlfn.XLOOKUP(GTel!C149&GTel!D149&GTel!E149,Daten!$B$159:$B$274&Daten!$A$159:$A$274&Daten!$D$159:$D$274,Daten!$K$159:$K$274)*I149*_xlfn.XLOOKUP(G149,Daten!$M$157:$O$157,_xlfn.XLOOKUP(GTel!C149&GTel!D149&GTel!E149,Daten!$B$159:$B$274&Daten!$A$159:$A$274&Daten!$D$159:$D$274,Daten!$M$159:$O$274))*_xlfn.XLOOKUP(H149,Daten!$Q$157:$T$157,_xlfn.XLOOKUP(GTel!C149&GTel!D149&GTel!E149,Daten!$B$159:$B$274&Daten!$A$159:$A$274&Daten!$D$159:$D$274,Daten!$Q$159:$T$274)),\nIF(C149=$C$9,J149*K149*L149,\n\"\")))),0)","v":""},{"$f":"IFERROR(\nIF(C149=$C$6,TRANSPOSE(_xlfn._xlws.FILTER(Daten!$C$159:$C$274,(Daten!$A$159:$A$274=GTel!D149)*(Daten!$B$159:$B$274=GTel!C149))),\nIF(C149=$C$7,TRANSPOSE(_xlfn._xlws.FILTER(Daten!$D$159:$D$274,(Daten!$A$159:$A$274=GTel!D149)*(Daten!$B$159:$B$274=GTel!C149))),\nIF(C149=$C$8,TRANSPOSE(_xlfn._xlws.FILTER(Daten!$D$159:$D$274,(Daten!$A$159:$A$274=GTel!D149)*(Daten!$B$159:$B$274=GTel!C149))),\"\"))),\"\")","v":""}]
[{"$nulls":13},{"$f":"IFERROR(IF(C150=$C$6,_xlfn.XLOOKUP(GTel!F150,Daten!$F$157:$I$157,_xlfn.XLOOKUP(GTel!C150&GTel!D150&GTel!E150,Daten!$B$159:$B$274&Daten!$A$159:$A$274&Daten!$C$159:$C$274,Daten!$F$159:$I$274)),\nIF(C150=$C$7,_xlfn.XLOOKUP(GTel!C150&GTel!D150&GTel!E150,Daten!$B$159:$B$274&Daten!$A$159:$A$274&Daten!$D$159:$D$274,Daten!$K$159:$K$274)*I150*_xlfn.XLOOKUP(G150,Daten!$M$157:$O$157,_xlfn.XLOOKUP(GTel!C150&GTel!D150&GTel!E150,Daten!$B$159:$B$274&Daten!$A$159:$A$274&Daten!$D$159:$D$274,Daten!$M$159:$O$274))*_xlfn.XLOOKUP(F150,Daten!$V$157:$Y$157,_xlfn.XLOOKUP(GTel!C150&GTel!D150&GTel!E150,Daten!$B$159:$B$274&Daten!$A$159:$A$274&Daten!$D$159:$D$274,Daten!$V$159:$Y$274)),\nIF(C150=$C$8,_xlfn.XLOOKUP(GTel!C150&GTel!D150&GTel!E150,Daten!$B$159:$B$274&Daten!$A$159:$A$274&Daten!$D$159:$D$274,Daten!$K$159:$K$274)*I150*_xlfn.XLOOKUP(G150,Daten!$M$157:$O$157,_xlfn.XLOOKUP(GTel!C150&GTel!D150&GTel!E150,Daten!$B$159:$B$274&Daten!$A$159:$A$274&Daten!$D$159:$D$274,Daten!$M$159:$O$274))*_xlfn.XLOOKUP(H150,Daten!$Q$157:$T$157,_xlfn.XLOOKUP(GTel!C150&GTel!D150&GTel!E150,Daten!$B$159:$B$274&Daten!$A$159:$A$274&Daten!$D$159:$D$274,Daten!$Q$159:$T$274)),\nIF(C150=$C$9,J150*K150*L150,\n\"\")))),0)","v":""},{"$f":"IFERROR(\nIF(C150=$C$6,TRANSPOSE(_xlfn._xlws.FILTER(Daten!$C$159:$C$274,(Daten!$A$159:$A$274=GTel!D150)*(Daten!$B$159:$B$274=GTel!C150))),\nIF(C150=$C$7,TRANSPOSE(_xlfn._xlws.FILTER(Daten!$D$159:$D$274,(Daten!$A$159:$A$274=GTel!D150)*(Daten!$B$159:$B$274=GTel!C150))),\nIF(C150=$C$8,TRANSPOSE(_xlfn._xlws.FILTER(Daten!$D$159:$D$274,(Daten!$A$159:$A$274=GTel!D150)*(Daten!$B$159:$B$274=GTel!C150))),\"\"))),\"\")","v":""}]
[{"$nulls":13},{"$f":"IFERROR(IF(C151=$C$6,_xlfn.XLOOKUP(GTel!F151,Daten!$F$157:$I$157,_xlfn.XLOOKUP(GTel!C151&GTel!D151&GTel!E151,Daten!$B$159:$B$274&Daten!$A$159:$A$274&Daten!$C$159:$C$274,Daten!$F$159:$I$274)),\nIF(C151=$C$7,_xlfn.XLOOKUP(GTel!C151&GTel!D151&GTel!E151,Daten!$B$159:$B$274&Daten!$A$159:$A$274&Daten!$D$159:$D$274,Daten!$K$159:$K$274)*I151*_xlfn.XLOOKUP(G151,Daten!$M$157:$O$157,_xlfn.XLOOKUP(GTel!C151&GTel!D151&GTel!E151,Daten!$B$159:$B$274&Daten!$A$159:$A$274&Daten!$D$159:$D$274,Daten!$M$159:$O$274))*_xlfn.XLOOKUP(F151,Daten!$V$157:$Y$157,_xlfn.XLOOKUP(GTel!C151&GTel!D151&GTel!E151,Daten!$B$159:$B$274&Daten!$A$159:$A$274&Daten!$D$159:$D$274,Daten!$V$159:$Y$274)),\nIF(C151=$C$8,_xlfn.XLOOKUP(GTel!C151&GTel!D151&GTel!E151,Daten!$B$159:$B$274&Daten!$A$159:$A$274&Daten!$D$159:$D$274,Daten!$K$159:$K$274)*I151*_xlfn.XLOOKUP(G151,Daten!$M$157:$O$157,_xlfn.XLOOKUP(GTel!C151&GTel!D151&GTel!E151,Daten!$B$159:$B$274&Daten!$A$159:$A$274&Daten!$D$159:$D$274,Daten!$M$159:$O$274))*_xlfn.XLOOKUP(H151,Daten!$Q$157:$T$157,_xlfn.XLOOKUP(GTel!C151&GTel!D151&GTel!E151,Daten!$B$159:$B$274&Daten!$A$159:$A$274&Daten!$D$159:$D$274,Daten!$Q$159:$T$274)),\nIF(C151=$C$9,J151*K151*L151,\n\"\")))),0)","v":""},{"$f":"IFERROR(\nIF(C151=$C$6,TRANSPOSE(_xlfn._xlws.FILTER(Daten!$C$159:$C$274,(Daten!$A$159:$A$274=GTel!D151)*(Daten!$B$159:$B$274=GTel!C151))),\nIF(C151=$C$7,TRANSPOSE(_xlfn._xlws.FILTER(Daten!$D$159:$D$274,(Daten!$A$159:$A$274=GTel!D151)*(Daten!$B$159:$B$274=GTel!C151))),\nIF(C151=$C$8,TRANSPOSE(_xlfn._xlws.FILTER(Daten!$D$159:$D$274,(Daten!$A$159:$A$274=GTel!D151)*(Daten!$B$159:$B$274=GTel!C151))),\"\"))),\"\")","v":""}]
[{"$nulls":13},{"$f":"IFERROR(IF(C152=$C$6,_xlfn.XLOOKUP(GTel!F152,Daten!$F$157:$I$157,_xlfn.XLOOKUP(GTel!C152&GTel!D152&GTel!E152,Daten!$B$159:$B$274&Daten!$A$159:$A$274&Daten!$C$159:$C$274,Daten!$F$159:$I$274)),\nIF(C152=$C$7,_xlfn.XLOOKUP(GTel!C152&GTel!D152&GTel!E152,Daten!$B$159:$B$274&Daten!$A$159:$A$274&Daten!$D$159:$D$274,Daten!$K$159:$K$274)*I152*_xlfn.XLOOKUP(G152,Daten!$M$157:$O$157,_xlfn.XLOOKUP(GTel!C152&GTel!D152&GTel!E152,Daten!$B$159:$B$274&Daten!$A$159:$A$274&Daten!$D$159:$D$274,Daten!$M$159:$O$274))*_xlfn.XLOOKUP(F152,Daten!$V$157:$Y$157,_xlfn.XLOOKUP(GTel!C152&GTel!D152&GTel!E152,Daten!$B$159:$B$274&Daten!$A$159:$A$274&Daten!$D$159:$D$274,Daten!$V$159:$Y$274)),\nIF(C152=$C$8,_xlfn.XLOOKUP(GTel!C152&GTel!D152&GTel!E152,Daten!$B$159:$B$274&Daten!$A$159:$A$274&Daten!$D$159:$D$274,Daten!$K$159:$K$274)*I152*_xlfn.XLOOKUP(G152,Daten!$M$157:$O$157,_xlfn.XLOOKUP(GTel!C152&GTel!D152&GTel!E152,Daten!$B$159:$B$274&Daten!$A$159:$A$274&Daten!$D$159:$D$274,Daten!$M$159:$O$274))*_xlfn.XLOOKUP(H152,Daten!$Q$157:$T$157,_xlfn.XLOOKUP(GTel!C152&GTel!D152&GTel!E152,Daten!$B$159:$B$274&Daten!$A$159:$A$274&Daten!$D$159:$D$274,Daten!$Q$159:$T$274)),\nIF(C152=$C$9,J152*K152*L152,\n\"\")))),0)","v":""},{"$f":"IFERROR(\nIF(C152=$C$6,TRANSPOSE(_xlfn._xlws.FILTER(Daten!$C$159:$C$274,(Daten!$A$159:$A$274=GTel!D152)*(Daten!$B$159:$B$274=GTel!C152))),\nIF(C152=$C$7,TRANSPOSE(_xlfn._xlws.FILTER(Daten!$D$159:$D$274,(Daten!$A$159:$A$274=GTel!D152)*(Daten!$B$159:$B$274=GTel!C152))),\nIF(C152=$C$8,TRANSPOSE(_xlfn._xlws.FILTER(Daten!$D$159:$D$274,(Daten!$A$159:$A$274=GTel!D152)*(Daten!$B$159:$B$274=GTel!C152))),\"\"))),\"\")","v":""}]
[{"$nulls":13},{"$f":"IFERROR(IF(C153=$C$6,_xlfn.XLOOKUP(GTel!F153,Daten!$F$157:$I$157,_xlfn.XLOOKUP(GTel!C153&GTel!D153&GTel!E153,Daten!$B$159:$B$274&Daten!$A$159:$A$274&Daten!$C$159:$C$274,Daten!$F$159:$I$274)),\nIF(C153=$C$7,_xlfn.XLOOKUP(GTel!C153&GTel!D153&GTel!E153,Daten!$B$159:$B$274&Daten!$A$159:$A$274&Daten!$D$159:$D$274,Daten!$K$159:$K$274)*I153*_xlfn.XLOOKUP(G153,Daten!$M$157:$O$157,_xlfn.XLOOKUP(GTel!C153&GTel!D153&GTel!E153,Daten!$B$159:$B$274&Daten!$A$159:$A$274&Daten!$D$159:$D$274,Daten!$M$159:$O$274))*_xlfn.XLOOKUP(F153,Daten!$V$157:$Y$157,_xlfn.XLOOKUP(GTel!C153&GTel!D153&GTel!E153,Daten!$B$159:$B$274&Daten!$A$159:$A$274&Daten!$D$159:$D$274,Daten!$V$159:$Y$274)),\nIF(C153=$C$8,_xlfn.XLOOKUP(GTel!C153&GTel!D153&GTel!E153,Daten!$B$159:$B$274&Daten!$A$159:$A$274&Daten!$D$159:$D$274,Daten!$K$159:$K$274)*I153*_xlfn.XLOOKUP(G153,Daten!$M$157:$O$157,_xlfn.XLOOKUP(GTel!C153&GTel!D153&GTel!E153,Daten!$B$159:$B$274&Daten!$A$159:$A$274&Daten!$D$159:$D$274,Daten!$M$159:$O$274))*_xlfn.XLOOKUP(H153,Daten!$Q$157:$T$157,_xlfn.XLOOKUP(GTel!C153&GTel!D153&GTel!E153,Daten!$B$159:$B$274&Daten!$A$159:$A$274&Daten!$D$159:$D$274,Daten!$Q$159:$T$274)),\nIF(C153=$C$9,J153*K153*L153,\n\"\")))),0)","v":""},{"$f":"IFERROR(\nIF(C153=$C$6,TRANSPOSE(_xlfn._xlws.FILTER(Daten!$C$159:$C$274,(Daten!$A$159:$A$274=GTel!D153)*(Daten!$B$159:$B$274=GTel!C153))),\nIF(C153=$C$7,TRANSPOSE(_xlfn._xlws.FILTER(Daten!$D$159:$D$274,(Daten!$A$159:$A$274=GTel!D153)*(Daten!$B$159:$B$274=GTel!C153))),\nIF(C153=$C$8,TRANSPOSE(_xlfn._xlws.FILTER(Daten!$D$159:$D$274,(Daten!$A$159:$A$274=GTel!D153)*(Daten!$B$159:$B$274=GTel!C153))),\"\"))),\"\")","v":""}]
[{"$nulls":13},{"$f":"IFERROR(IF(C154=$C$6,_xlfn.XLOOKUP(GTel!F154,Daten!$F$157:$I$157,_xlfn.XLOOKUP(GTel!C154&GTel!D154&GTel!E154,Daten!$B$159:$B$274&Daten!$A$159:$A$274&Daten!$C$159:$C$274,Daten!$F$159:$I$274)),\nIF(C154=$C$7,_xlfn.XLOOKUP(GTel!C154&GTel!D154&GTel!E154,Daten!$B$159:$B$274&Daten!$A$159:$A$274&Daten!$D$159:$D$274,Daten!$K$159:$K$274)*I154*_xlfn.XLOOKUP(G154,Daten!$M$157:$O$157,_xlfn.XLOOKUP(GTel!C154&GTel!D154&GTel!E154,Daten!$B$159:$B$274&Daten!$A$159:$A$274&Daten!$D$159:$D$274,Daten!$M$159:$O$274))*_xlfn.XLOOKUP(F154,Daten!$V$157:$Y$157,_xlfn.XLOOKUP(GTel!C154&GTel!D154&GTel!E154,Daten!$B$159:$B$274&Daten!$A$159:$A$274&Daten!$D$159:$D$274,Daten!$V$159:$Y$274)),\nIF(C154=$C$8,_xlfn.XLOOKUP(GTel!C154&GTel!D154&GTel!E154,Daten!$B$159:$B$274&Daten!$A$159:$A$274&Daten!$D$159:$D$274,Daten!$K$159:$K$274)*I154*_xlfn.XLOOKUP(G154,Daten!$M$157:$O$157,_xlfn.XLOOKUP(GTel!C154&GTel!D154&GTel!E154,Daten!$B$159:$B$274&Daten!$A$159:$A$274&Daten!$D$159:$D$274,Daten!$M$159:$O$274))*_xlfn.XLOOKUP(H154,Daten!$Q$157:$T$157,_xlfn.XLOOKUP(GTel!C154&GTel!D154&GTel!E154,Daten!$B$159:$B$274&Daten!$A$159:$A$274&Daten!$D$159:$D$274,Daten!$Q$159:$T$274)),\nIF(C154=$C$9,J154*K154*L154,\n\"\")))),0)","v":""},{"$f":"IFERROR(\nIF(C154=$C$6,TRANSPOSE(_xlfn._xlws.FILTER(Daten!$C$159:$C$274,(Daten!$A$159:$A$274=GTel!D154)*(Daten!$B$159:$B$274=GTel!C154))),\nIF(C154=$C$7,TRANSPOSE(_xlfn._xlws.FILTER(Daten!$D$159:$D$274,(Daten!$A$159:$A$274=GTel!D154)*(Daten!$B$159:$B$274=GTel!C154))),\nIF(C154=$C$8,TRANSPOSE(_xlfn._xlws.FILTER(Daten!$D$159:$D$274,(Daten!$A$159:$A$274=GTel!D154)*(Daten!$B$159:$B$274=GTel!C154))),\"\"))),\"\")","v":""}]
[{"$nulls":13},{"$f":"IFERROR(IF(C155=$C$6,_xlfn.XLOOKUP(GTel!F155,Daten!$F$157:$I$157,_xlfn.XLOOKUP(GTel!C155&GTel!D155&GTel!E155,Daten!$B$159:$B$274&Daten!$A$159:$A$274&Daten!$C$159:$C$274,Daten!$F$159:$I$274)),\nIF(C155=$C$7,_xlfn.XLOOKUP(GTel!C155&GTel!D155&GTel!E155,Daten!$B$159:$B$274&Daten!$A$159:$A$274&Daten!$D$159:$D$274,Daten!$K$159:$K$274)*I155*_xlfn.XLOOKUP(G155,Daten!$M$157:$O$157,_xlfn.XLOOKUP(GTel!C155&GTel!D155&GTel!E155,Daten!$B$159:$B$274&Daten!$A$159:$A$274&Daten!$D$159:$D$274,Daten!$M$159:$O$274))*_xlfn.XLOOKUP(F155,Daten!$V$157:$Y$157,_xlfn.XLOOKUP(GTel!C155&GTel!D155&GTel!E155,Daten!$B$159:$B$274&Daten!$A$159:$A$274&Daten!$D$159:$D$274,Daten!$V$159:$Y$274)),\nIF(C155=$C$8,_xlfn.XLOOKUP(GTel!C155&GTel!D155&GTel!E155,Daten!$B$159:$B$274&Daten!$A$159:$A$274&Daten!$D$159:$D$274,Daten!$K$159:$K$274)*I155*_xlfn.XLOOKUP(G155,Daten!$M$157:$O$157,_xlfn.XLOOKUP(GTel!C155&GTel!D155&GTel!E155,Daten!$B$159:$B$274&Daten!$A$159:$A$274&Daten!$D$159:$D$274,Daten!$M$159:$O$274))*_xlfn.XLOOKUP(H155,Daten!$Q$157:$T$157,_xlfn.XLOOKUP(GTel!C155&GTel!D155&GTel!E155,Daten!$B$159:$B$274&Daten!$A$159:$A$274&Daten!$D$159:$D$274,Daten!$Q$159:$T$274)),\nIF(C155=$C$9,J155*K155*L155,\n\"\")))),0)","v":""},{"$f":"IFERROR(\nIF(C155=$C$6,TRANSPOSE(_xlfn._xlws.FILTER(Daten!$C$159:$C$274,(Daten!$A$159:$A$274=GTel!D155)*(Daten!$B$159:$B$274=GTel!C155))),\nIF(C155=$C$7,TRANSPOSE(_xlfn._xlws.FILTER(Daten!$D$159:$D$274,(Daten!$A$159:$A$274=GTel!D155)*(Daten!$B$159:$B$274=GTel!C155))),\nIF(C155=$C$8,TRANSPOSE(_xlfn._xlws.FILTER(Daten!$D$159:$D$274,(Daten!$A$159:$A$274=GTel!D155)*(Daten!$B$159:$B$274=GTel!C155))),\"\"))),\"\")","v":""}]
[{"$nulls":13},{"$f":"IFERROR(IF(C156=$C$6,_xlfn.XLOOKUP(GTel!F156,Daten!$F$157:$I$157,_xlfn.XLOOKUP(GTel!C156&GTel!D156&GTel!E156,Daten!$B$159:$B$274&Daten!$A$159:$A$274&Daten!$C$159:$C$274,Daten!$F$159:$I$274)),\nIF(C156=$C$7,_xlfn.XLOOKUP(GTel!C156&GTel!D156&GTel!E156,Daten!$B$159:$B$274&Daten!$A$159:$A$274&Daten!$D$159:$D$274,Daten!$K$159:$K$274)*I156*_xlfn.XLOOKUP(G156,Daten!$M$157:$O$157,_xlfn.XLOOKUP(GTel!C156&GTel!D156&GTel!E156,Daten!$B$159:$B$274&Daten!$A$159:$A$274&Daten!$D$159:$D$274,Daten!$M$159:$O$274))*_xlfn.XLOOKUP(F156,Daten!$V$157:$Y$157,_xlfn.XLOOKUP(GTel!C156&GTel!D156&GTel!E156,Daten!$B$159:$B$274&Daten!$A$159:$A$274&Daten!$D$159:$D$274,Daten!$V$159:$Y$274)),\nIF(C156=$C$8,_xlfn.XLOOKUP(GTel!C156&GTel!D156&GTel!E156,Daten!$B$159:$B$274&Daten!$A$159:$A$274&Daten!$D$159:$D$274,Daten!$K$159:$K$274)*I156*_xlfn.XLOOKUP(G156,Daten!$M$157:$O$157,_xlfn.XLOOKUP(GTel!C156&GTel!D156&GTel!E156,Daten!$B$159:$B$274&Daten!$A$159:$A$274&Daten!$D$159:$D$274,Daten!$M$159:$O$274))*_xlfn.XLOOKUP(H156,Daten!$Q$157:$T$157,_xlfn.XLOOKUP(GTel!C156&GTel!D156&GTel!E156,Daten!$B$159:$B$274&Daten!$A$159:$A$274&Daten!$D$159:$D$274,Daten!$Q$159:$T$274)),\nIF(C156=$C$9,J156*K156*L156,\n\"\")))),0)","v":""},{"$f":"IFERROR(\nIF(C156=$C$6,TRANSPOSE(_xlfn._xlws.FILTER(Daten!$C$159:$C$274,(Daten!$A$159:$A$274=GTel!D156)*(Daten!$B$159:$B$274=GTel!C156))),\nIF(C156=$C$7,TRANSPOSE(_xlfn._xlws.FILTER(Daten!$D$159:$D$274,(Daten!$A$159:$A$274=GTel!D156)*(Daten!$B$159:$B$274=GTel!C156))),\nIF(C156=$C$8,TRANSPOSE(_xlfn._xlws.FILTER(Daten!$D$159:$D$274,(Daten!$A$159:$A$274=GTel!D156)*(Daten!$B$159:$B$274=GTel!C156))),\"\"))),\"\")","v":""}]
[{"$nulls":13},{"$f":"IFERROR(IF(C157=$C$6,_xlfn.XLOOKUP(GTel!F157,Daten!$F$157:$I$157,_xlfn.XLOOKUP(GTel!C157&GTel!D157&GTel!E157,Daten!$B$159:$B$274&Daten!$A$159:$A$274&Daten!$C$159:$C$274,Daten!$F$159:$I$274)),\nIF(C157=$C$7,_xlfn.XLOOKUP(GTel!C157&GTel!D157&GTel!E157,Daten!$B$159:$B$274&Daten!$A$159:$A$274&Daten!$D$159:$D$274,Daten!$K$159:$K$274)*I157*_xlfn.XLOOKUP(G157,Daten!$M$157:$O$157,_xlfn.XLOOKUP(GTel!C157&GTel!D157&GTel!E157,Daten!$B$159:$B$274&Daten!$A$159:$A$274&Daten!$D$159:$D$274,Daten!$M$159:$O$274))*_xlfn.XLOOKUP(F157,Daten!$V$157:$Y$157,_xlfn.XLOOKUP(GTel!C157&GTel!D157&GTel!E157,Daten!$B$159:$B$274&Daten!$A$159:$A$274&Daten!$D$159:$D$274,Daten!$V$159:$Y$274)),\nIF(C157=$C$8,_xlfn.XLOOKUP(GTel!C157&GTel!D157&GTel!E157,Daten!$B$159:$B$274&Daten!$A$159:$A$274&Daten!$D$159:$D$274,Daten!$K$159:$K$274)*I157*_xlfn.XLOOKUP(G157,Daten!$M$157:$O$157,_xlfn.XLOOKUP(GTel!C157&GTel!D157&GTel!E157,Daten!$B$159:$B$274&Daten!$A$159:$A$274&Daten!$D$159:$D$274,Daten!$M$159:$O$274))*_xlfn.XLOOKUP(H157,Daten!$Q$157:$T$157,_xlfn.XLOOKUP(GTel!C157&GTel!D157&GTel!E157,Daten!$B$159:$B$274&Daten!$A$159:$A$274&Daten!$D$159:$D$274,Daten!$Q$159:$T$274)),\nIF(C157=$C$9,J157*K157*L157,\n\"\")))),0)","v":""},{"$f":"IFERROR(\nIF(C157=$C$6,TRANSPOSE(_xlfn._xlws.FILTER(Daten!$C$159:$C$274,(Daten!$A$159:$A$274=GTel!D157)*(Daten!$B$159:$B$274=GTel!C157))),\nIF(C157=$C$7,TRANSPOSE(_xlfn._xlws.FILTER(Daten!$D$159:$D$274,(Daten!$A$159:$A$274=GTel!D157)*(Daten!$B$159:$B$274=GTel!C157))),\nIF(C157=$C$8,TRANSPOSE(_xlfn._xlws.FILTER(Daten!$D$159:$D$274,(Daten!$A$159:$A$274=GTel!D157)*(Daten!$B$159:$B$274=GTel!C157))),\"\"))),\"\")","v":""}]
[{"$nulls":13},{"$f":"IFERROR(IF(C158=$C$6,_xlfn.XLOOKUP(GTel!F158,Daten!$F$157:$I$157,_xlfn.XLOOKUP(GTel!C158&GTel!D158&GTel!E158,Daten!$B$159:$B$274&Daten!$A$159:$A$274&Daten!$C$159:$C$274,Daten!$F$159:$I$274)),\nIF(C158=$C$7,_xlfn.XLOOKUP(GTel!C158&GTel!D158&GTel!E158,Daten!$B$159:$B$274&Daten!$A$159:$A$274&Daten!$D$159:$D$274,Daten!$K$159:$K$274)*I158*_xlfn.XLOOKUP(G158,Daten!$M$157:$O$157,_xlfn.XLOOKUP(GTel!C158&GTel!D158&GTel!E158,Daten!$B$159:$B$274&Daten!$A$159:$A$274&Daten!$D$159:$D$274,Daten!$M$159:$O$274))*_xlfn.XLOOKUP(F158,Daten!$V$157:$Y$157,_xlfn.XLOOKUP(GTel!C158&GTel!D158&GTel!E158,Daten!$B$159:$B$274&Daten!$A$159:$A$274&Daten!$D$159:$D$274,Daten!$V$159:$Y$274)),\nIF(C158=$C$8,_xlfn.XLOOKUP(GTel!C158&GTel!D158&GTel!E158,Daten!$B$159:$B$274&Daten!$A$159:$A$274&Daten!$D$159:$D$274,Daten!$K$159:$K$274)*I158*_xlfn.XLOOKUP(G158,Daten!$M$157:$O$157,_xlfn.XLOOKUP(GTel!C158&GTel!D158&GTel!E158,Daten!$B$159:$B$274&Daten!$A$159:$A$274&Daten!$D$159:$D$274,Daten!$M$159:$O$274))*_xlfn.XLOOKUP(H158,Daten!$Q$157:$T$157,_xlfn.XLOOKUP(GTel!C158&GTel!D158&GTel!E158,Daten!$B$159:$B$274&Daten!$A$159:$A$274&Daten!$D$159:$D$274,Daten!$Q$159:$T$274)),\nIF(C158=$C$9,J158*K158*L158,\n\"\")))),0)","v":""},{"$f":"IFERROR(\nIF(C158=$C$6,TRANSPOSE(_xlfn._xlws.FILTER(Daten!$C$159:$C$274,(Daten!$A$159:$A$274=GTel!D158)*(Daten!$B$159:$B$274=GTel!C158))),\nIF(C158=$C$7,TRANSPOSE(_xlfn._xlws.FILTER(Daten!$D$159:$D$274,(Daten!$A$159:$A$274=GTel!D158)*(Daten!$B$159:$B$274=GTel!C158))),\nIF(C158=$C$8,TRANSPOSE(_xlfn._xlws.FILTER(Daten!$D$159:$D$274,(Daten!$A$159:$A$274=GTel!D158)*(Daten!$B$159:$B$274=GTel!C158))),\"\"))),\"\")","v":""}]
[{"$nulls":13},{"$f":"IFERROR(IF(C159=$C$6,_xlfn.XLOOKUP(GTel!F159,Daten!$F$157:$I$157,_xlfn.XLOOKUP(GTel!C159&GTel!D159&GTel!E159,Daten!$B$159:$B$274&Daten!$A$159:$A$274&Daten!$C$159:$C$274,Daten!$F$159:$I$274)),\nIF(C159=$C$7,_xlfn.XLOOKUP(GTel!C159&GTel!D159&GTel!E159,Daten!$B$159:$B$274&Daten!$A$159:$A$274&Daten!$D$159:$D$274,Daten!$K$159:$K$274)*I159*_xlfn.XLOOKUP(G159,Daten!$M$157:$O$157,_xlfn.XLOOKUP(GTel!C159&GTel!D159&GTel!E159,Daten!$B$159:$B$274&Daten!$A$159:$A$274&Daten!$D$159:$D$274,Daten!$M$159:$O$274))*_xlfn.XLOOKUP(F159,Daten!$V$157:$Y$157,_xlfn.XLOOKUP(GTel!C159&GTel!D159&GTel!E159,Daten!$B$159:$B$274&Daten!$A$159:$A$274&Daten!$D$159:$D$274,Daten!$V$159:$Y$274)),\nIF(C159=$C$8,_xlfn.XLOOKUP(GTel!C159&GTel!D159&GTel!E159,Daten!$B$159:$B$274&Daten!$A$159:$A$274&Daten!$D$159:$D$274,Daten!$K$159:$K$274)*I159*_xlfn.XLOOKUP(G159,Daten!$M$157:$O$157,_xlfn.XLOOKUP(GTel!C159&GTel!D159&GTel!E159,Daten!$B$159:$B$274&Daten!$A$159:$A$274&Daten!$D$159:$D$274,Daten!$M$159:$O$274))*_xlfn.XLOOKUP(H159,Daten!$Q$157:$T$157,_xlfn.XLOOKUP(GTel!C159&GTel!D159&GTel!E159,Daten!$B$159:$B$274&Daten!$A$159:$A$274&Daten!$D$159:$D$274,Daten!$Q$159:$T$274)),\nIF(C159=$C$9,J159*K159*L159,\n\"\")))),0)","v":""},{"$f":"IFERROR(\nIF(C159=$C$6,TRANSPOSE(_xlfn._xlws.FILTER(Daten!$C$159:$C$274,(Daten!$A$159:$A$274=GTel!D159)*(Daten!$B$159:$B$274=GTel!C159))),\nIF(C159=$C$7,TRANSPOSE(_xlfn._xlws.FILTER(Daten!$D$159:$D$274,(Daten!$A$159:$A$274=GTel!D159)*(Daten!$B$159:$B$274=GTel!C159))),\nIF(C159=$C$8,TRANSPOSE(_xlfn._xlws.FILTER(Daten!$D$159:$D$274,(Daten!$A$159:$A$274=GTel!D159)*(Daten!$B$159:$B$274=GTel!C159))),\"\"))),\"\")","v":""}]
[{"$nulls":13},{"$f":"IFERROR(IF(C160=$C$6,_xlfn.XLOOKUP(GTel!F160,Daten!$F$157:$I$157,_xlfn.XLOOKUP(GTel!C160&GTel!D160&GTel!E160,Daten!$B$159:$B$274&Daten!$A$159:$A$274&Daten!$C$159:$C$274,Daten!$F$159:$I$274)),\nIF(C160=$C$7,_xlfn.XLOOKUP(GTel!C160&GTel!D160&GTel!E160,Daten!$B$159:$B$274&Daten!$A$159:$A$274&Daten!$D$159:$D$274,Daten!$K$159:$K$274)*I160*_xlfn.XLOOKUP(G160,Daten!$M$157:$O$157,_xlfn.XLOOKUP(GTel!C160&GTel!D160&GTel!E160,Daten!$B$159:$B$274&Daten!$A$159:$A$274&Daten!$D$159:$D$274,Daten!$M$159:$O$274))*_xlfn.XLOOKUP(F160,Daten!$V$157:$Y$157,_xlfn.XLOOKUP(GTel!C160&GTel!D160&GTel!E160,Daten!$B$159:$B$274&Daten!$A$159:$A$274&Daten!$D$159:$D$274,Daten!$V$159:$Y$274)),\nIF(C160=$C$8,_xlfn.XLOOKUP(GTel!C160&GTel!D160&GTel!E160,Daten!$B$159:$B$274&Daten!$A$159:$A$274&Daten!$D$159:$D$274,Daten!$K$159:$K$274)*I160*_xlfn.XLOOKUP(G160,Daten!$M$157:$O$157,_xlfn.XLOOKUP(GTel!C160&GTel!D160&GTel!E160,Daten!$B$159:$B$274&Daten!$A$159:$A$274&Daten!$D$159:$D$274,Daten!$M$159:$O$274))*_xlfn.XLOOKUP(H160,Daten!$Q$157:$T$157,_xlfn.XLOOKUP(GTel!C160&GTel!D160&GTel!E160,Daten!$B$159:$B$274&Daten!$A$159:$A$274&Daten!$D$159:$D$274,Daten!$Q$159:$T$274)),\nIF(C160=$C$9,J160*K160*L160,\n\"\")))),0)","v":""},{"$f":"IFERROR(\nIF(C160=$C$6,TRANSPOSE(_xlfn._xlws.FILTER(Daten!$C$159:$C$274,(Daten!$A$159:$A$274=GTel!D160)*(Daten!$B$159:$B$274=GTel!C160))),\nIF(C160=$C$7,TRANSPOSE(_xlfn._xlws.FILTER(Daten!$D$159:$D$274,(Daten!$A$159:$A$274=GTel!D160)*(Daten!$B$159:$B$274=GTel!C160))),\nIF(C160=$C$8,TRANSPOSE(_xlfn._xlws.FILTER(Daten!$D$159:$D$274,(Daten!$A$159:$A$274=GTel!D160)*(Daten!$B$159:$B$274=GTel!C160))),\"\"))),\"\")","v":""}]
[{"$nulls":13},{"$f":"IFERROR(IF(C161=$C$6,_xlfn.XLOOKUP(GTel!F161,Daten!$F$157:$I$157,_xlfn.XLOOKUP(GTel!C161&GTel!D161&GTel!E161,Daten!$B$159:$B$274&Daten!$A$159:$A$274&Daten!$C$159:$C$274,Daten!$F$159:$I$274)),\nIF(C161=$C$7,_xlfn.XLOOKUP(GTel!C161&GTel!D161&GTel!E161,Daten!$B$159:$B$274&Daten!$A$159:$A$274&Daten!$D$159:$D$274,Daten!$K$159:$K$274)*I161*_xlfn.XLOOKUP(G161,Daten!$M$157:$O$157,_xlfn.XLOOKUP(GTel!C161&GTel!D161&GTel!E161,Daten!$B$159:$B$274&Daten!$A$159:$A$274&Daten!$D$159:$D$274,Daten!$M$159:$O$274))*_xlfn.XLOOKUP(F161,Daten!$V$157:$Y$157,_xlfn.XLOOKUP(GTel!C161&GTel!D161&GTel!E161,Daten!$B$159:$B$274&Daten!$A$159:$A$274&Daten!$D$159:$D$274,Daten!$V$159:$Y$274)),\nIF(C161=$C$8,_xlfn.XLOOKUP(GTel!C161&GTel!D161&GTel!E161,Daten!$B$159:$B$274&Daten!$A$159:$A$274&Daten!$D$159:$D$274,Daten!$K$159:$K$274)*I161*_xlfn.XLOOKUP(G161,Daten!$M$157:$O$157,_xlfn.XLOOKUP(GTel!C161&GTel!D161&GTel!E161,Daten!$B$159:$B$274&Daten!$A$159:$A$274&Daten!$D$159:$D$274,Daten!$M$159:$O$274))*_xlfn.XLOOKUP(H161,Daten!$Q$157:$T$157,_xlfn.XLOOKUP(GTel!C161&GTel!D161&GTel!E161,Daten!$B$159:$B$274&Daten!$A$159:$A$274&Daten!$D$159:$D$274,Daten!$Q$159:$T$274)),\nIF(C161=$C$9,J161*K161*L161,\n\"\")))),0)","v":""},{"$f":"IFERROR(\nIF(C161=$C$6,TRANSPOSE(_xlfn._xlws.FILTER(Daten!$C$159:$C$274,(Daten!$A$159:$A$274=GTel!D161)*(Daten!$B$159:$B$274=GTel!C161))),\nIF(C161=$C$7,TRANSPOSE(_xlfn._xlws.FILTER(Daten!$D$159:$D$274,(Daten!$A$159:$A$274=GTel!D161)*(Daten!$B$159:$B$274=GTel!C161))),\nIF(C161=$C$8,TRANSPOSE(_xlfn._xlws.FILTER(Daten!$D$159:$D$274,(Daten!$A$159:$A$274=GTel!D161)*(Daten!$B$159:$B$274=GTel!C161))),\"\"))),\"\")","v":""}]
[{"$nulls":13},{"$f":"IFERROR(IF(C162=$C$6,_xlfn.XLOOKUP(GTel!F162,Daten!$F$157:$I$157,_xlfn.XLOOKUP(GTel!C162&GTel!D162&GTel!E162,Daten!$B$159:$B$274&Daten!$A$159:$A$274&Daten!$C$159:$C$274,Daten!$F$159:$I$274)),\nIF(C162=$C$7,_xlfn.XLOOKUP(GTel!C162&GTel!D162&GTel!E162,Daten!$B$159:$B$274&Daten!$A$159:$A$274&Daten!$D$159:$D$274,Daten!$K$159:$K$274)*I162*_xlfn.XLOOKUP(G162,Daten!$M$157:$O$157,_xlfn.XLOOKUP(GTel!C162&GTel!D162&GTel!E162,Daten!$B$159:$B$274&Daten!$A$159:$A$274&Daten!$D$159:$D$274,Daten!$M$159:$O$274))*_xlfn.XLOOKUP(F162,Daten!$V$157:$Y$157,_xlfn.XLOOKUP(GTel!C162&GTel!D162&GTel!E162,Daten!$B$159:$B$274&Daten!$A$159:$A$274&Daten!$D$159:$D$274,Daten!$V$159:$Y$274)),\nIF(C162=$C$8,_xlfn.XLOOKUP(GTel!C162&GTel!D162&GTel!E162,Daten!$B$159:$B$274&Daten!$A$159:$A$274&Daten!$D$159:$D$274,Daten!$K$159:$K$274)*I162*_xlfn.XLOOKUP(G162,Daten!$M$157:$O$157,_xlfn.XLOOKUP(GTel!C162&GTel!D162&GTel!E162,Daten!$B$159:$B$274&Daten!$A$159:$A$274&Daten!$D$159:$D$274,Daten!$M$159:$O$274))*_xlfn.XLOOKUP(H162,Daten!$Q$157:$T$157,_xlfn.XLOOKUP(GTel!C162&GTel!D162&GTel!E162,Daten!$B$159:$B$274&Daten!$A$159:$A$274&Daten!$D$159:$D$274,Daten!$Q$159:$T$274)),\nIF(C162=$C$9,J162*K162*L162,\n\"\")))),0)","v":""},{"$f":"IFERROR(\nIF(C162=$C$6,TRANSPOSE(_xlfn._xlws.FILTER(Daten!$C$159:$C$274,(Daten!$A$159:$A$274=GTel!D162)*(Daten!$B$159:$B$274=GTel!C162))),\nIF(C162=$C$7,TRANSPOSE(_xlfn._xlws.FILTER(Daten!$D$159:$D$274,(Daten!$A$159:$A$274=GTel!D162)*(Daten!$B$159:$B$274=GTel!C162))),\nIF(C162=$C$8,TRANSPOSE(_xlfn._xlws.FILTER(Daten!$D$159:$D$274,(Daten!$A$159:$A$274=GTel!D162)*(Daten!$B$159:$B$274=GTel!C162))),\"\"))),\"\")","v":""}]
[]
[null,"Beschreibung und Bemerkungen"]
[null,"Freitext"]
[]
[]
[null,"Typ",null,"Kategorie","Verbrauch [kWh/a]"]
[null,{"$f":"C6","v":"1 Geräte"},null,{"$f":"Kat_1","v":0},{"$f":"SUMIFS($N$13:$N$162,$D$13:$D$162,D169,$C$13:$C$162,$B$169)","v":0}]
[{"$nulls":3},{"$f":"Kat_2","v":0},{"$f":"SUMIFS($N$13:$N$162,$D$13:$D$162,D170,$C$13:$C$162,$B$169)","v":0}]
[{"$nulls":3},{"$f":"Kat_3","v":0},{"$f":"SUMIFS($N$13:$N$162,$D$13:$D$162,D171,$C$13:$C$162,$B$169)","v":0}]
[{"$nulls":4},{"$f":"SUM(E169:E171)","v":0}]
[]
[null,{"$f":"C7","v":"2 Elektronik und Betriebseinrichtung"},null,{"$f":"Kat_1","v":0},{"$f":"SUMIFS($N$13:$N$162,$D$13:$D$162,D174,$C$13:$C$162,$B$174)","v":0}]
[{"$nulls":3},{"$f":"Kat_2","v":0},{"$f":"SUMIFS($N$13:$N$162,$D$13:$D$162,D175,$C$13:$C$162,$B$174)","v":0}]
[{"$nulls":3},{"$f":"Kat_3","v":0},{"$f":"SUMIFS($N$13:$N$162,$D$13:$D$162,D176,$C$13:$C$162,$B$174)","v":0}]
[{"$nulls":4},{"$f":"SUM(E174:E176)","v":0}]
[]
[null,{"$f":"C8","v":"3 Beleuchtung"},null,{"$f":"Kat_1","v":0},{"$f":"SUMIFS($N$13:$N$162,$D$13:$D$162,D179,$C$13:$C$162,$B$179)","v":0}]
[{"$nulls":3},{"$f":"Kat_2","v":0},{"$f":"SUMIFS($N$13:$N$162,$D$13:$D$162,D180,$C$13:$C$162,$B$179)","v":0}]
[{"$nulls":3},{"$f":"Kat_3","v":0},{"$f":"SUMIFS($N$13:$N$162,$D$13:$D$162,D181,$C$13:$C$162,$B$179)","v":0}]
[{"$nulls":4},{"$f":"SUM(E179:E181)","v":0}]
[]
[null,{"$f":"C9","v":"4 Weitere Verbraucher"},null,{"$f":"Kat_1","v":0},{"$f":"SUMIFS($N$13:$N$162,$D$13:$D$162,D184,$C$13:$C$162,$B$184)","v":0}]
[{"$nulls":3},{"$f":"Kat_2","v":0},{"$f":"SUMIFS($N$13:$N$162,$D$13:$D$162,D185,$C$13:$C$162,$B$184)","v":0}]
[{"$nulls":3},{"$f":"Kat_3","v":0},{"$f":"SUMIFS($N$13:$N$162,$D$13:$D$162,D186,$C$13:$C$162,$B$184)","v":0}]
[{"$nulls":4},{"$f":"SUM(E184:E186)","v":0}]

{"sheet":"Kat","index":7,"n_rows":53,"n_cols":15,"rows_kept":53,"merged":[[2,5,2,6],[2,7,2,8],[2,9,2,10],[2,11,2,12],[6,5,6,6],[6,7,6,8],[6,9,6,10],[6,11,6,12],[7,5,7,6],[7,7,7,8],[7,9,7,10],[7,11,7,12],[8,5,8,6],[8,7,8,8],[8,9,8,10],[8,11,8,12],[9,5,9,6],[9,7,9,8],[9,9,9,10],[9,11,9,12],[10,5,10,6],[10,7,10,8],[10,9,10,10],[10,11,10,12],[11,5,11,6],[11,7,11,8],[11,9,11,10],[11,11,11,12],[12,5,12,6],[13,5,13,6],[15,7,15,8],[15,9,15,10],[15,11,15,12],[17,5,17,6],[17,7,17,8],[17,9,17,10],[17,11,17,12],[18,5,18,6],[18,7,18,8],[18,9,18,10],[18,11,18,12],[23,5,23,6],[23,7,23,8],[23,9,23,10],[23,11,23,12],[24,5,24,6],[24,7,24,8],[24,9,24,10],[24,11,24,12],[25,5,25,6],[25,7,25,8],[25,9,25,10],[25,11,25,12],[26,5,26,6],[26,7,26,8],[26,9,26,10],[26,11,26,12],[27,5,27,6],[27,7,27,8],[27,9,27,10],[27,11,27,12],[28,5,28,6],[28,7,28,8],[28,9,28,10],[28,11,28,12],[29,5,29,6],[29,7,29,8],[29,9,29,10],[29,11,29,12],[30,5,30,6],[30,7,30,8],[30,9,30,10],[30,11,30,12],[31,5,31,6],[31,7,31,8],[31,9,31,10],[31,11,31,12],[32,5,32,6],[33,5,33,6],[38,5,38,6],[38,7,38,8],[38,9,38,10],[38,11,38,12],[39,5,39,6],[39,7,39,8],[39,9,39,10],[39,11,39,12],[40,5,40,6],[40,7,40,8],[40,9,40,10],[40,11,40,12],[41,5,41,6],[41,7,41,8],[41,9,41,10],[41,11,41,12],[42,5,42,6],[42,7,42,8],[42,9,42,10],[42,11,42,12],[43,5,43,6],[43,7,43,8],[43,9,43,10],[43,11,43,12],[44,5,44,6],[44,7,44,8],[44,9,44,10],[44,11,44,12],[45,5,45,6],[45,7,45,8],[45,9,45,10],[45,11,45,12],[46,5,46,6],[46,7,46,8],[46,9,46,10],[46,11,46,12],[47,5,47,6],[48,5,48,6],[49,5,49,6],[52,1,98,12]]}
[]
[null,"Gebäude-Energie-Analyse-Tool"]
[null,"E. Kategorisierung des Gebäudes nach SIA 2031:2016",{"$nulls":3},"Total",null,"Kategorie 1",null,"Kategorie 2",null,"Kategorie 3"]
[]
[null,"1 Gebäudehülleneffizienz",{"$nulls":12},"Kommentare"]
[]
[null,null,"QH,li0","[kWh/m²]","Grenzwert Basis",{"$f":"(EBF_1*H7+EBF_2*J7+EBF_3*L7)/EBF_tot","v":{"v":0,"d":"0.0"}},null,{"$f":"GI!C91*IF(GI!$C$55=\"\",0,_xlfn.XLOOKUP(GI!$C$55,Daten!$A$30:$A$31,Daten!$B$30:$B$31))","v":{"v":0,"d":"0.0"}},null,{"$f":"GI!E91*IF(GI!$C$55=\"\",0,_xlfn.XLOOKUP(GI!$C$55,Daten!$A$30:$A$31,Daten!$B$30:$B$31))","v":{"v":0,"d":"0.0"}},null,{"$f":"GI!G91*IF(GI!$C$55=\"\",0,_xlfn.XLOOKUP(GI!$C$55,Daten!$A$30:$A$31,Daten!$B$30:$B$31))","v":{"v":0,"d":"0.0"}}]
[null,null,"∆QH,li","[kWh/m²]","Grenzwert Steigung",{"$f":"(EBF_1*H8+EBF_2*J8+EBF_3*L8)/EBF_tot","v":{"v":0,"d":"0.0"}},null,{"$f":"GI!C92*IF(GI!$C$55=\"\",0,_xlfn.XLOOKUP(GI!$C$55,Daten!$A$30:$A$31,Daten!$B$30:$B$31))","v":{"v":0,"d":"0.0"}},null,{"$f":"GI!E92*IF(GI!$C$55=\"\",0,_xlfn.XLOOKUP(GI!$C$55,Daten!$A$30:$A$31,Daten!$B$30:$B$31))","v":{"v":0,"d":"0.0"}},null,{"$f":"GI!G92*IF(GI!$C$55=\"\",0,_xlfn.XLOOKUP(GI!$C$55,Daten!$A$30:$A$31,Daten!$B$30:$B$31))","v":{"v":0,"d":"0.0"}}]
[null,null,"fcor","[-]","Temperaturkorrektur",{"$f":"1+((9.4-Daten!BW75)*0.06)","v":1.564}]
[null,null,"Ath","[m²]","therm. Gebäudehüllfläche",{"$f":"SUM(GH!$E$10:$E$149,GH!$E$184:$E$207)","v":0},null,{"$f":"SUMIF(GH!$D$10:$D$149,GI!C$77,GH!$E$10:$E$149)+SUMIF(GH!$D$184:$D$207,GI!C$77,GH!$E$184:$E$207)","v":0},null,{"$f":"SUMIF(GH!$D$10:$D$149,GI!E$77,GH!$E$10:$E$149)+SUMIF(GH!$D$184:$D$207,GI!E$77,GH!$E$184:$E$207)","v":0},null,{"$f":"SUMIF(GH!$D$10:$D$149,GI!G$77,GH!$E$10:$E$149)+SUMIF(GH!$D$184:$D$207,GI!G$77,GH!$E$184:$E$207)","v":0}]
[null,null,"QH,li","[kWh/m²]","Grenzwert",{"$f":"(F7+F8*F10/EBF_tot)*F9","v":{"v":0,"d":"0.0"}},null,{"$f":"(H7+H8*H10/EBF_1)*F9","v":{"v":0,"d":"0.0"}},null,{"$f":"(J7+J8*J10/EBF_2)*F9","v":{"v":0,"d":"0.0"}},null,{"$f":"(L7+L8*L10/EBF_3)*F9","v":{"v":0,"d":"0.0"}}]
[null,null,"QH","[kWh/m²]","Heizwärmebedarf",{"$f":"QH!F92","v":{"v":0,"d":"0.0"}},null,{"$f":"QH!F77","v":{"v":0,"d":"0.0"}},null,{"$f":"QH!F82","v":{"v":0,"d":"0.0"}},null,{"$f":"QH!F87","v":{"v":0,"d":"0.0"}}]
[null,null,"RH","[-]","Heizwärmebedarfskennwert",{"$f":"IFERROR(F12/F11,0)","v":{"v":0,"d":"0%"}}]
[null,null,"Klassierung Gebäudehülleneffizienz",null,null,{"$f":"IF(F13=0,\"\",IF(F13>Daten!B290,Daten!A290,IF(F13>Daten!B289,Daten!A289,IF(F13>Daten!B288,Daten!A288,IF(F13>Daten!B287,Daten!A287,IF(F13>Daten!B286,Daten!A286,IF(F13>Daten!B285,Daten!A285,Daten!A284)))))))","v":""}]
[]
[null,null,"QH,li",{"$nulls":3},"Modell nach Kategorie",{"$f":"QH!F77","v":{"v":0,"d":"0.00"}},null,{"$f":"QH!F82","v":{"v":0,"d":"0.00"}},null,{"$f":"QH!F87","v":{"v":0,"d":"0.00"}}]
[]
[null,null,"Modellverifizierung:",null,"Berechnung mit Verbrauchsdaten",{"$f":"IF(EBF_tot<0.1,0,(GT!E14+GT!E34+GT!E54)/EBF_tot)","v":{"v":0,"d":"0.0"}},null,{"$f":"IF(EBF_1<0.1,0,GT!E14/EBF_1)","v":{"v":0,"d":"0.0"}},null,{"$f":"IF(EBF_2<0.1,0,GT!E34/EBF_2)","v":{"v":0,"d":"0.0"}},null,{"$f":"IF(EBF_3<0.1,0,GT!E54/EBF_3)","v":{"v":0,"d":"0.0"}}]
[{"$nulls":4},"Abweichung Modell / Messung",{"$f":"IFERROR(F12/F18-1,\"\")","v":""}]
[]
[]
[null,"2 Gesamtenergieeffizienz"]
[]
[null,null,"EP","[kWh/m²]","Primärenergie-Kennzahl",{"$f":"SUM(F25:G31)","v":{"v":0,"d":"0.0"}},null,{"$f":"SUM(H25:I31)","v":{"v":0,"d":"0.0"}},null,{"$f":"SUM(J25:K31)","v":{"v":0,"d":"0.0"}},null,{"$f":"SUM(L25:M31)","v":{"v":0,"d":"0.0"}}]
[null,null,"EP,H","[kWh/m²]","EP Heizen",{"$f":"IF(EBF_tot<0.001,0,(H25*EBF_1+J25*EBF_2+L25*EBF_3)/EBF_tot)","v":{"v":0,"d":"0.0"}},null,{"$f":"IF(OR(Kat_1=0,EBF_1<0.1,(GT!$E$14+GT!$AD$158)=0),0,\nGT!$E$14/EBF_1*(\nIFERROR(GT!$E$18*IF(ISNUMBER(GT!$K$26),GT!$K$26,GT!$Y$26),0)+\nIFERROR(GT!$E$20*IF(ISNUMBER(GT!$K$28),GT!$K$28,GT!$Y$28),0)+\nIFERROR(GT!$E$22*IF(ISNUMBER(GT!$K$30),GT!$K$30,GT!$Y$30),0)))","v":{"v":0,"d":"0.0"}},null,{"$f":"IF(OR(Kat_2=0,EBF_2<0.1,(GT!$E$34+GT!$AD$178)=0),0,\nGT!$E$34/EBF_2)*(\nIFERROR(GT!$E$38*IF(ISNUMBER(GT!$K$46),GT!$K$46,GT!$Y$46),0)\n+IFERROR(GT!$E$40*IF(ISNUMBER(GT!$K$48),GT!$K$48,GT!$Y$48),0)\n+IFERROR(GT!$E$42*IF(ISNUMBER(GT!$K$50),GT!$K$50,GT!$Y$50),0))","v":{"v":0,"d":"0.0"}},null,{"$f":"IF(OR(Kat_3=0,EBF_3<0.1,(GT!$E$54+GT!$AD$198)=0),0,\nGT!$E$54/EBF_3*(\nIFERROR(GT!$E$58*IF(ISNUMBER(GT!$K$66),GT!$K$66,GT!$Y$66),0)\n+IFERROR(GT!$E$60*IF(ISNUMBER(GT!$K$68),GT!$K$68,GT!$Y$68),0)\n+IFERROR(GT!$E$62*IF(ISNUMBER(GT!$K$70),GT!$K$70,GT!$Y$70),0)))","v":{"v":0,"d":"0.0"}}]
[null,null,"EP,Hpa","[kWh/m²]","EP Heizen aus Prozess-Abwärme",{"$f":"IF(EBF_tot<0.001,0,(H26*EBF_1+J26*EBF_2+L26*EBF_3)/EBF_tot)","v":{"v":0,"d":"0.0"}},null,{"$f":"IF(OR(Kat_1=0,EBF_1<0.1,(GT!$E$14+GT!$AD$158)=0),0,\nGT!$AD$158/EBF_1*(\nGT!$AE$152*IF(ISNUMBER(GT!$K$160),GT!$K$160,GT!$AA$160)\n+GT!$AE$154*IF(ISNUMBER(GT!$K$162),GT!$K$162,GT!$AA$162)\n+GT!$AE$156*IF(ISNUMBER(GT!$K$164),GT!$K$164,GT!$AA$164)))","v":{"v":0,"d":"0.0"}},null,{"$f":"IF(OR(Kat_2=0,EBF_2<0.1,(GT!$E$34+GT!$AD$178)=0),0,\nGT!$AD$178/EBF_2*(\nGT!$AE$172*IF(ISNUMBER(GT!$K$180),GT!$K$180,GT!$AA$180)\n+GT!$AE$174*IF(ISNUMBER(GT!$K$182),GT!$K$182,GT!$AA$182)\n+GT!$AE$176*IF(ISNUMBER(GT!$K$184),GT!$K$184,GT!$AA$184)))","v":{"v":0,"d":"0.0"}},null,{"$f":"IF(OR(Kat_3=0,EBF_3<0.1,(GT!$E$54+GT!$AD$198)=0),0,\nGT!$AD$198/EBF_3*(\nGT!$AE$192*IF(ISNUMBER(GT!$K$200),GT!$K$200,GT!$AA$200)\n+GT!$AE$194*IF(ISNUMBER(GT!$K$202),GT!$K$202,GT!$AA$202)\n+GT!$AE$196*IF(ISNUMBER(GT!$K$204),GT!$K$204,GT!$AA$204)))","v":{"v":0,"d":"0.0"}}]
[null,null,"EP,W","[kWh/m²]","EP Warmwasser (WW)",{"$f":"IF(EBF_tot<0.001,0,(H27*EBF_1+J27*EBF_2+L27*EBF_3)/EBF_tot)","v":{"v":0,"d":"0.0"}},null,{"$f":"IF(OR(Kat_1=0,EBF_1<0.1,(GT!$E$83 + GT!$AF$158)=0),0,\nGT!$E$83/EBF_1*(\nGT!$E$89*IF(ISNUMBER(GT!$K$95),GT!$K$95,GT!$AA$95)+\nGT!$E$91*IF(ISNUMBER(GT!$K$97),GT!$K$97,GT!$AA$97)))","v":{"v":0,"d":"0.0"}},null,{"$f":"IF(OR(Kat_2=0,EBF_2<0.1,(GT!$E$101 + GT!$AF$178)=0),0,\nGT!$E$101/EBF_2*(\nGT!$E$107*IF(ISNUMBER(GT!$K$113),GT!$K$113,GT!$AA$113)+\nGT!$E$109*IF(ISNUMBER(GT!$K$115),GT!$K$115,GT!$AA$115)))","v":{"v":0,"d":"0.0"}},null,{"$f":"IF(OR(Kat_3=0,EBF_3<0.1,(GT!$E$119 + GT!$AF$198)=0),0,\nGT!$E$119/EBF_3*(\nGT!$E$125*IF(ISNUMBER(GT!$K$131),GT!$K$131,GT!$AA$131)+\nGT!$E$127*IF(ISNUMBER(GT!$K$133),GT!$K$133,GT!$AA$133)))","v":{"v":0,"d":"0.0"}}]
[null,null,"EP,Wpa","[kWh/m²]","EP WW aus Prozess-Abwärme",{"$f":"IF(EBF_tot<0.001,0,(H28*EBF_1+J28*EBF_2+L28*EBF_3)/EBF_tot)","v":{"v":0,"d":"0.0"}},null,{"$f":"IF(OR(Kat_1=0,EBF_1<0.1,(GT!$E$83 + GT!$AF$158)=0),0,\nGT!$AF$158/EBF_1*(\nGT!$AG$152*IF(ISNUMBER(GT!$K$160),GT!$K$160,GT!$AA$160)+                                                                                                                                                                                                      GT!$AG$154*IF(ISNUMBER(GT!$K$162),GT!$K$162,GT!$AA$162)+                                                                                                                                                                                                      GT!$AG$156*IF(ISNUMBER(GT!$K$164),GT!$K$164,GT!$AA$164)))","v":{"v":0,"d":"0.0"}},null,{"$f":"IF(OR(Kat_2=0,EBF_2<0.1,(GT!$E$101 + GT!$AF$178)=0),0,\nGT!$AF$178/EBF_2*(\nGT!$AG$172*IF(ISNUMBER(GT!$K$180),GT!$K$180,GT!$AA$180)+                                                                                                                                                                                                      GT!$AG$174*IF(ISNUMBER(GT!$K$182),GT!$K$182,GT!$AA$182)+                                                                                                                                                                                                      GT!$AG$176*IF(ISNUMBER(GT!$K$184),GT!$K$184,GT!$AA$184)))","v":{"v":0,"d":"0.0"}},null,{"$f":"IF(OR(Kat_3=0,EBF_3<0.1,(GT!$E$119 + GT!$AF$198)=0),0,\nGT!$AF$198/EBF_3*(\nGT!$AG$192*IF(ISNUMBER(GT!$K$200),GT!$K$200,GT!$AA$200)+                                                                                                                                                                                                      GT!$AG$194*IF(ISNUMBER(GT!$K$202),GT!$K$202,GT!$AA$202)+                                                                                                                                                                                                      GT!$AG$196*IF(ISNUMBER(GT!$K$204),GT!$K$204,GT!$AA$204)))","v":{"v":0,"d":"0.0"}}]
[null,null,"EP,el","[kWh/m²]","EP Elektrizität",{"v":0,"d":"0.0"},null,{"$f":"IF(OR(Kat_1=0,EBF_1<0.1),0,\nIFERROR(GT!$AC$214*IF(ISNUMBER(GT!$K$216),GT!$K$216,GT!$AA$216)/EBF_1,0))","v":{"v":0,"d":"0.0"}},null,{"$f":"IF(OR(Kat_2=0,EBF_2<0.1),0,\nIFERROR(GT!$AC$224*IF(ISNUMBER(GT!$K$226),GT!$K$226,GT!$AA$226)/EBF_2,0))","v":{"v":0,"d":"0.0"}},null,{"$f":"IF(OR(Kat_3=0,EBF_3<0.1),0,\nIFERROR(GT!$AC$234*IF(ISNUMBER(GT!$K$236),GT!$K$236,GT!$AA$236)/EBF_3,0))","v":{"v":0,"d":"0.0"}}]
[null,null,"EP,el,s","[kWh/m²]","EP PV",{"v":0,"d":"0.0"},null,{"$f":"IF(OR(Kat_1=0,EBF_1<0.1),0,GT!$E$277\n*IF(GT!$AC$286<=0,0,GT!$E$286/GT!$AC$286)*(\nIF(ISNUMBER(GT!$M$283),GT!$M$283,GT!$AA$277)\n-IF(ISNUMBER(GT!$O$283),GT!$O$283,GT!$AA$281))/EBF_1)","v":{"v":0,"d":"0.0"}},null,{"$f":"IF(OR(Kat_2=0,EBF_2<0.1),0,GT!$E$277\n*IF(GT!$AC$286<=0,0,GT!$I$286/GT!$AC$286)*(\nIF(ISNUMBER(GT!$M$283),GT!$M$283,GT!$AA$277)\n-IF(ISNUMBER(GT!$O$283),GT!$O$283,GT!$AA$281))/EBF_2)","v":{"v":0,"d":"0.0"}},null,{"$f":"IF(OR(Kat_3=0,EBF_3<0.1),0,GT!$E$277\n*IF(GT!$AC$286<=0,0,GT!$M$286/GT!$AC$286)*(\nIF(ISNUMBER(GT!$M$283),GT!$M$283,GT!$AA$277)\n-IF(ISNUMBER(GT!$O$283),GT!$O$283,GT!$AA$281))/EBF_3)","v":{"v":0,"d":"0.0"}}]
[null,null,"EP,el,x","[kWh/m²]","EP weitere Eigenproduktion",{"$f":"IF(EBF_tot<0.001,0,(H31*EBF_1+J31*EBF_2+L31*EBF_3)/EBF_tot)","v":{"v":0,"d":"0.0"}},null,{"$f":"IFERROR(IF(OR(Kat_1=0,EBF_1<0.1),0,GT!$E$292\n*IF(GT!$AC$307<=0,0,GT!$E$307/GT!$AC$307)*(\nIF(ISNUMBER(GT!$G$298),GT!$G$298,GT!$AA$296)\n-IF(ISNUMBER(GT!$I$298),GT!$I$298,GT!$AA$300))/EBF_1),0)","v":{"v":0,"d":"0.0"}},null,{"$f":"IFERROR(IF(OR(Kat_2=0,EBF_2<0.1),0,GT!$E$292\n*IF(GT!$AC$307<=0,0,GT!$I$307/GT!$AC$307)*(\nIF(ISNUMBER(GT!$G$298),GT!$G$298,GT!$AA$296)\n-IF(ISNUMBER(GT!$I$298),GT!$I$298,GT!$AA$300))/EBF_2),0)","v":{"v":0,"d":"0.0"}},null,{"$f":"IFERROR(IF(OR(Kat_3=0,EBF_3<0.1),0,GT!$E$292\n*IF(GT!$AC$307<=0,0,GT!$M$307/GT!$AC$307)*(\nIF(ISNUMBER(GT!$G$298),GT!$G$298,GT!$AA$296)\n-IF(ISNUMBER(GT!$I$298),GT!$I$298,GT!$AA$300))/EBF_3),0)","v":{"v":0,"d":"0.0"}}]
[null,null,"EP,ref","[kWh/m²]","Referenz EP",{"v":0,"d":"0.0"},null,{"$f":"1.2*0.8*H11/(0.9*0.95)+IFERROR(_xlfn.XLOOKUP(GI!$C$77,Daten!$A$294:$A$305,Daten!$B$294:$B$305),0)","v":{"v":0,"d":"0.0"}},null,{"$f":"1.2*0.8*J11/(0.9*0.95)+IFERROR(_xlfn.XLOOKUP(GI!$E$77,Daten!$A$294:$A$305,Daten!$B$294:$B$305),0)","v":{"v":0,"d":"0.0"}},null,{"$f":"1.2*0.8*L11/(0.9*0.95)+IFERROR(_xlfn.XLOOKUP(GI!$G$77,Daten!$A$294:$A$305,Daten!$B$294:$B$305),0)","v":{"v":0,"d":"0.0"}}]
[null,null,"RP","[-]","Primärenergiekennwert",{"$f":"IFERROR(F24/F32,0)","v":{"v":0,"d":"0%"}}]
[null,null,"Klassierung Energieeffizienz",null,null,{"$f":"IF(F33=0,\"\",IF(F33>Daten!B290,Daten!A290,IF(F33>Daten!B289,Daten!A289,IF(F33>Daten!B288,Daten!A288,IF(F33>Daten!B287,Daten!A287,IF(F33>Daten!B286,Daten!A286,IF(F33>Daten!B285,Daten!A285,Daten!A284)))))))","v":""}]
[]
[]
[null,"3 Treibhausgasemissionen"]
[]
[null,null,"MGHG","[kgCO2-eq/m²]","Treibhausgasemissionen",{"$f":"SUM(F40:G46)","v":{"v":0,"d":"0.0"}},null,{"$f":"SUM(H40:I46)","v":{"v":0,"d":"0.0"}},null,{"$f":"SUM(J40:K46)","v":{"v":0,"d":"0.0"}},null,{"$f":"SUM(L40:M46)","v":{"v":0,"d":"0.0"}}]
[null,null,"MGHG,H","[kgCO2-eq/m²]","MGHG Heizen",{"$f":"IF(EBF_tot<0.001,0,(H40*EBF_1+J40*EBF_2+L40*EBF_3)/EBF_tot)","v":{"v":0,"d":"0.0"}},null,{"$f":"IF(OR(Kat_1=0,EBF_1<0.1,(GT!$E$14+GT!$AD$158)=0),0,\nGT!$E$14/EBF_1*(\nIFERROR(GT!$E$18*IF(ISNUMBER(GT!$G$26),GT!$G$26,GT!$Z$26),0)+\nIFERROR(GT!$E$20*IF(ISNUMBER(GT!$G$28),GT!$G$28,GT!$Z$28),0)+\nIFERROR(GT!$E$22*IF(ISNUMBER(GT!$G$30),GT!$G$30,GT!$Z$30),0)))","v":{"v":0,"d":"0.0"}},null,{"$f":"IF(OR(Kat_2=0,EBF_2<0.1,(GT!$E$34+GT!$AD$178)=0),0,\nGT!$E$34/EBF_2*(\nIFERROR(GT!$E$38*IF(ISNUMBER(GT!$G$46),GT!$G$46,GT!$Z$46),0)+\nIFERROR(GT!$E$40*IF(ISNUMBER(GT!$G$48),GT!$G$48,GT!$Z$48),0)+\nIFERROR(GT!$E$42*IF(ISNUMBER(GT!$G$50),GT!$G$50,GT!$Z$50),0)))","v":{"v":0,"d":"0.0"}},null,{"$f":"IF(OR(Kat_3=0,EBF_3<0.1,(GT!$E$54+GT!$AD$198)=0),0,\nGT!$E$54/EBF_3*(\nIFERROR(GT!$E$58*IF(ISNUMBER(GT!$G$66),GT!$G$66,GT!$Z$66),0)+\nIFERROR(GT!$E$60*IF(ISNUMBER(GT!$G$68),GT!$G$68,GT!$Z$68),0)+\nIFERROR(GT!$E$62*IF(ISNUMBER(GT!$G$70),GT!$G$70,GT!$Z$70),0)))","v":{"v":0,"d":"0.0"}}]
[null,null,"MGHG,PrH","[kgCO2-eq/m²]","MGHG Heizen aus Prozess-Abwärme",{"v":0,"d":"0.0"},null,{"$f":"IF(OR(Kat_1=0,EBF_1<0.1,(GT!$E$14+GT!$AD$158)=0),0,\nGT!$AD$158/EBF_1*(\nIFERROR(GT!$AE$152*IF(ISNUMBER(GT!$G$160),GT!$G$160,GT!$Z$160),0)\n+IFERROR(GT!$AE$154*IF(ISNUMBER(GT!$G$162),GT!$G$162,GT!$Z$162),0)\n+IFERROR(GT!$AE$156*IF(ISNUMBER(GT!$G$164),GT!$G$164,GT!$Z$164),0)))","v":{"v":0,"d":"0.0"}},null,{"$f":"IF(OR(Kat_2=0,EBF_2<0.1,(GT!$E$34+GT!$AD$178)=0),0,\nGT!$AD$178/EBF_2*(\nIFERROR(GT!$AE$172*IF(ISNUMBER(GT!$G$180),GT!$G$180,GT!$Z$180),0)\n+IFERROR(GT!$AE$174*IF(ISNUMBER(GT!$G$182),GT!$G$182,GT!$Z$182),0)\n+IFERROR(GT!$AE$176*IF(ISNUMBER(GT!$G$184),GT!$G$184,GT!$Z$184),0)))","v":{"v":0,"d":"0.0"}},null,{"$f":"IF(OR(Kat_3=0,EBF_3<0.1,(GT!$E$54+GT!$AD$198)=0),0,\nGT!$AD$198/EBF_3*(\nIFERROR(GT!$AE$192*IF(ISNUMBER(GT!$G$200),GT!$G$200,GT!$Z$200),0)\n+IFERROR(GT!$AE$194*IF(ISNUMBER(GT!$G$202),GT!$G$202,GT!$Z$202),0)\n+IFERROR(GT!$AE$196*IF(ISNUMBER(GT!$G$204),GT!$G$204,GT!$Z$204),0)))","v":{"v":0,"d":"0.0"}}]
[null,null,"MGHG,W","[kgCO2-eq/m²]","MGHG Warmwasser (WW)",{"$f":"IF(EBF_tot<0.001,0,(H42*EBF_1+J42*EBF_2+L42*EBF_3)/EBF_tot)","v":{"v":0,"d":"0.0"}},null,{"$f":"IF(OR(Kat_1=0,EBF_1<0.1,(GT!$E$83 + GT!$AF$158)=0),0,\nGT!$E$83/EBF_1*(\nIFERROR(GT!$E$89*IF(ISNUMBER(GT!$G$95),GT!$G$95,GT!$Z$95),0)+\nIFERROR(GT!$E$91*IF(ISNUMBER(GT!$G$97),GT!$G$97,GT!$Z$97),0)))","v":{"v":0,"d":"0.0"}},null,{"$f":"IF(OR(Kat_2=0,EBF_2<0.1,(GT!$E$101 + GT!$AF$178)=0),0,\nGT!$E$101/EBF_2*(\nIFERROR(GT!$E$107*IF(ISNUMBER(GT!$G$113),GT!$G$113,GT!$Z$113),0)+\nIFERROR(GT!$E$109*IF(ISNUMBER(GT!$G$115),GT!$G$115,GT!$Z$115),0)))","v":{"v":0,"d":"0.0"}},null,{"$f":"IF(OR(Kat_3=0,EBF_3<0.1,(GT!$E$119 + GT!$AF$198)=0),0,\nGT!$E$119/EBF_3*(\nIFERROR(GT!$E$125*IF(ISNUMBER(GT!$G$131),GT!$G$131,GT!$Z$131),0)+\nIFERROR(GT!$E$127*IF(ISNUMBER(GT!$G$133),GT!$G$133,GT!$Z$133),0)))","v":{"v":0,"d":"0.0"}}]
[null,null,"MGHG,PrW","[kgCO2-eq/m²]","MGHG WW aus Prozess-Abwärme",{"v":0,"d":"0.0"},null,{"$f":"IF(OR(Kat_1=0,EBF_1<0.1,(GT!$E$83 + GT!$AF$158)=0),0,\nGT!$AF$158/EBF_1*(\nIFERROR(GT!$AG$152*IF(ISNUMBER(GT!$G$160),GT!$G$160,GT!$Z$160),0)+                                                                                                                                                                                                      IFERROR(GT!$AG$154*IF(ISNUMBER(GT!$G$162),GT!$G$162,GT!$Z$162),0)+                                                                                                                                                                                                      IFERROR(GT!$AG$156*IF(ISNUMBER(GT!$G$164),GT!$G$164,GT!$Z$164),0)))","v":{"v":0,"d":"0.0"}},null,{"$f":"IF(OR(Kat_2=0,EBF_2<0.1,(GT!$E$101 + GT!$AF$178)=0),0,\nGT!$AF$178/EBF_2*(\nIFERROR(GT!$AG$172*IF(ISNUMBER(GT!$G$180),GT!$G$180,GT!$Z$180),0)+                                                                                                                                                                                                      IFERROR(GT!$AG$174*IF(ISNUMBER(GT!$G$182),GT!$G$182,GT!$Z$182),0)+                                                                                                                                                                                                      IFERROR(GT!$AG$176*IF(ISNUMBER(GT!$G$184),GT!$G$184,GT!$Z$184),0)))","v":{"v":0,"d":"0.0"}},null,{"$f":"IF(OR(Kat_3=0,EBF_3<0.1,(GT!$E$119 + GT!$AF$198)=0),0,\nGT!$AF$198/EBF_3*(\nIFERROR(GT!$AG$192*IF(ISNUMBER(GT!$G$200),GT!$G$200,GT!$Z$200),0)+                                                                                                                                                                                                      IFERROR(GT!$AG$194*IF(ISNUMBER(GT!$G$202),GT!$G$202,GT!$Z$202),0)+                                                                                                                                                                                                      IFERROR(GT!$AG$196*IF(ISNUMBER(GT!$G$204),GT!$G$204,GT!$Z$204),0)))","v":{"v":0,"d":"0.0"}}]
[null,null,"MGHG,el","[kgCO2-eq/m²]","MGHG Elektrizität",{"v":0,"d":"0.0"},null,{"$f":"IF(OR(Kat_1=0,EBF_1<0.1),0,\nIFERROR(GT!$AC$214*IF(ISNUMBER(GT!$K$214),GT!$K$214,GT!$Z$214)/EBF_1,0))","v":{"v":0,"d":"0.0"}},null,{"$f":"IF(OR(Kat_2=0,EBF_2<0.1),0,\nIFERROR(GT!$AC$224*IF(ISNUMBER(GT!$K$224),GT!$K$224,GT!$Z$224)/EBF_2,0))","v":{"v":0,"d":"0.0"}},null,{"$f":"IF(OR(Kat_3=0,EBF_3<0.1),0,\nIFERROR(GT!$AC$234*IF(ISNUMBER(GT!$K$234),GT!$K$234,GT!$Z$234)/EBF_3,0))","v":{"v":0,"d":"0.0"}}]
[null,null,"MGHG,el,s","[kgCO2-eq/m²]","MGHG PV",{"v":0,"d":"0.0"},null,{"$f":"IF(OR(Kat_1=0,EBF_1<0.1),0,IFERROR(GT!$E$277\n*IF(GT!$AC$286<=0,0,GT!$E$286/GT!$AC$286)*(\nIF(ISNUMBER(GT!$M$281),GT!$M$281,GT!$Z$277)\n-IF(ISNUMBER(GT!$O$281),GT!$O$281,GT!$Z$281))/EBF_1,0))","v":{"v":0,"d":"0.0"}},null,{"$f":"IF(OR(Kat_2=0,EBF_2<0.1),0,IFERROR(GT!$E$277\n*IF(GT!$AC$286<=0,0,GT!$I$286/GT!$AC$286)*(\nIF(ISNUMBER(GT!$M$281),GT!$M$281,GT!$Z$277)\n-IF(ISNUMBER(GT!$O$281),GT!$O$281,GT!$Z$281))/EBF_2,0))","v":{"v":0,"d":"0.0"}},null,{"$f":"IF(OR(Kat_3=0,EBF_3<0.1),0,IFERROR(GT!$E$277\n*IF(GT!$AC$286<=0,0,GT!$M$286/GT!$AC$286)*(\nIF(ISNUMBER(GT!$M$281),GT!$M$281,GT!$Z$277)\n-IF(ISNUMBER(GT!$O$281),GT!$O$281,GT!$Z$281))/EBF_3,0))","v":{"v":0,"d":"0.0"}}]
[null,null,"MGHG,el,x","[kgCO2-eq/m²]","MGHG weitere Eigenproduktion",{"v":0,"d":"0.0"},null,{"$f":"IF(OR(Kat_1=0,EBF_1<0.1),0,IFERROR(GT!$E$292\n*IF(GT!$AC$307<=0,0,GT!$E$307/GT!$AC$307)*(\nIF(ISNUMBER(GT!$G$296),GT!$G$296,GT!$Z$296)\n-IF(ISNUMBER(GT!$I$296),GT!$I$296,GT!$Z$300))/EBF_1,0))","v":{"v":0,"d":"0.0"}},null,{"$f":"IF(OR(Kat_2=0,EBF_2<0.1),0,IFERROR(GT!$E$292\n*IF(GT!$AC$307<=0,0,GT!$I$307/GT!$AC$307)*(\nIF(ISNUMBER(GT!$G$296),GT!$G$296,GT!$Z$296)\n-IF(ISNUMBER(GT!$I$296),GT!$I$296,GT!$Z$300))/EBF_2,0))","v":{"v":0,"d":"0.0"}},null,{"$f":"IF(OR(Kat_3=0,EBF_3<0.1),0,IFERROR(GT!$E$292\n*IF(GT!$AC$307<=0,0,GT!$M$307/GT!$AC$307)*(\nIF(ISNUMBER(GT!$G$296),GT!$G$296,GT!$Z$296)\n-IF(ISNUMBER(GT!$I$296),GT!$I$296,GT!$Z$300))/EBF_3,0))","v":{"v":0,"d":"0.0"}}]
[null,null,"MGHG,ref","[kWh/m²]","Referenz Emissions-Kennzahl",{"$f":"F32*$F48","v":{"v":0,"d":"0.0"}},null,{"$f":"H32*$F48","v":{"v":0,"d":"0.0"}},null,{"$f":"J32*$F48","v":{"v":0,"d":"0.0"}},null,{"$f":"L32*$F48","v":{"v":0,"d":"0.0"}}]
[null,null,"kGHG,ref","[kgCO2-eq/kWh]","Standard Treibhausgas-Kennzahl",0.045]
[null,null,"RGHG","[-]","Treibhausgasemissions-Kennwert",{"$f":"IFERROR(F39/F47,0)","v":{"v":0,"d":"0%"}}]
[null,null,"Klassierung Treibhausgasemissionen",null,null,{"$f":"IF(F49=0,\"\",IF(F49>Daten!B290,Daten!A290,IF(F49>Daten!B289,Daten!A289,IF(F49>Daten!B288,Daten!A288,IF(F49>Daten!B287,Daten!A287,IF(F49>Daten!B286,Daten!A286,IF(F49>Daten!B285,Daten!A285,Daten!A284)))))))","v":""}]
[]
[null,"Bemerkungen"]
[null,"Freitext. "]

{"sheet":"V_GI","index":8,"n_rows":113,"n_cols":10,"rows_kept":113,"merged":[[4,1,12,1],[5,3,5,7],[10,3,10,4],[11,3,11,4],[12,3,12,4],[13,3,13,4],[14,3,14,4],[15,3,15,4],[16,3,16,4],[17,3,17,4],[18,3,18,4],[19,3,19,4],[20,3,20,4],[21,3,21,4],[22,3,22,4],[23,3,23,4],[24,3,24,4],[25,3,25,4],[26,3,26,4],[27,3,27,4],[28,3,28,4],[29,3,29,4],[30,3,30,4],[31,3,31,4],[38,2,39,7],[41,1,49,1],[42,3,42,7],[47,3,47,4],[48,3,48,4],[49,3,49,4],[50,3,50,4],[51,3,51,4],[52,3,52,4],[53,3,53,4],[54,3,54,4],[55,3,55,4],[56,3,56,4],[57,3,57,4],[58,3,58,4],[59,3,59,4],[60,3,60,4],[61,3,61,4],[62,3,62,4],[63,3,63,4],[64,3,64,4],[65,3,65,4],[66,3,66,4],[67,3,67,4],[68,3,68,4],[75,2,76,7],[78,1,86,1],[79,3,79,7],[84,3,84,4],[85,3,85,4],[86,3,86,4],[87,3,87,4],[88,3,88,4],[89,3,89,4],[90,3,90,4],[91,3,91,4],[92,3,92,4],[93,3,93,4],[94,3,94,4],[95,3,95,4],[96,3,96,4],[97,3,97,4],[98,3,98,4],[99,3,99,4],[100,3,100,4],[101,3,101,4],[102,3,102,4],[103,3,103,4],[104,3,104,4],[105,3,105,4],[112,2,113,7]]}
[]
[null,"Gebäude-Energie-Analyse-Tool"]
[null,"F. Varianten: Erfassung der Grundinformationen"]
[]
[null,"Variante A"]
[null,null,"Variantenbezeichnung",{"$nulls":6},"Kommentare:"]
[]
[null,null,"Energiebezugsfläche EBF"]
[]
[null,null,"Geschoss & Bezeichnung","Kategorie / Nutzung",null,"EBF [m²]"]
{"$rows_empty":22}
[null,null,"Total Kategorie 1: ",{"$f":"IF(Kat_1=\"\",\"\",Kat_1)","v":""},null,{"$f":"SUMIF(D$11:D$32,D33,F$11:F$32)+EXP(-9)","v":{"v":1.2340980408667956E-4,"d":"0"}}]
[null,null,"Total Kategorie 2:",{"$f":"IF(Kat_2=\"\",\"\",Kat_2)","v":""},null,{"$f":"SUMIF(D$11:D$32,D34,F$11:F$32)+EXP(-9)","v":{"v":1.2340980408667956E-4,"d":"0"}}]
[null,null,"Total Kategorie 3:",{"$f":"IF(Kat_3=\"\",\"\",Kat_3)","v":""},null,{"$f":"SUMIF(D$11:D$32,D35,F$11:F$32)+EXP(-9)","v":{"v":1.2340980408667956E-4,"d":"0"}}]
[null,null,"Total Gebäude",null,null,{"$f":"SUM(F33:F35)+EXP(-9)","v":{"v":4.9363921634671824E-4,"d":"0"}}]
[]
[null,null,"Bemerkungen zur Variante A: "]
[null,null,"Freitext. "]
[]
[]
[null,"Variante B"]
[null,null,"Variantenbezeichnung",{"$nulls":6},"Kommentare:"]
[]
[null,null,"Energiebezugsfläche EBF"]
[]
[null,null,"Geschoss & Bezeichnung","Kategorie / Nutzung",null,"EBF [m²]"]
{"$rows_empty":22}
[null,null,"Total Kategorie 1: ",{"$f":"IF(Kat_1=\"\",\"\",Kat_1)","v":""},null,{"$f":"SUMIF(D$48:D$69,D70,F$48:F$69)+EXP(-9)","v":{"v":1.2340980408667956E-4,"d":"0"}}]
[null,null,"Total Kategorie 2:",{"$f":"IF(Kat_2=\"\",\"\",Kat_2)","v":""},null,{"$f":"SUMIF(D$48:D$69,D71,F$48:F$69)+EXP(-9)","v":{"v":1.2340980408667956E-4,"d":"0"}}]
[null,null,"Total Kategorie 3:",{"$f":"IF(Kat_3=\"\",\"\",Kat_3)","v":""},null,{"$f":"SUMIF(D$48:D$69,D72,F$48:F$69)+EXP(-9)","v":{"v":1.2340980408667956E-4,"d":"0"}}]
[null,null,"Total Gebäude",null,null,{"$f":"SUM(F70:F72)+EXP(-9)","v":{"v":4.9363921634671824E-4,"d":"0"}}]
[]
[null,null,"Bemerkungen zur Variante B: "]
[null,null,"Freitext. "]
[]
[]
[null,"Variante C    "]
[null,null,"Variantenbezeichnung",{"$nulls":6},"Kommentare:"]
[]
[null,null,"Energiebezugsfläche EBF"]
[]
[null,null,"Geschoss & Bezeichnung","Kategorie / Nutzung",null,"EBF [m²]"]
{"$rows_empty":22}
[null,null,"Total Kategorie 1: ",{"$f":"IF(Kat_1=\"\",\"\",Kat_1)","v":""},null,{"$f":"SUMIF(D$85:D$106,D107,F$85:F$106)+EXP(-9)","v":{"v":1.2340980408667956E-4,"d":"0"}}]
[null,null,"Total Kategorie 2:",{"$f":"IF(Kat_2=\"\",\"\",Kat_2)","v":""},null,{"$f":"SUMIF(D$85:D$106,D108,F$85:F$106)+EXP(-9)","v":{"v":1.2340980408667956E-4,"d":"0"}}]
[null,null,"Total Kategorie 3:",{"$f":"IF(Kat_3=\"\",\"\",Kat_3)","v":""},null,{"v":1.2340980408667956E-4,"d":"0"}]
[null,null,"Total Gebäude",null,null,{"$f":"SUM(F107:F109)+EXP(-9)","v":{"v":4.9363921634671824E-4,"d":"0"}}]
[]
[null,null,"Bemerkungen zur Variante C: "]
[null,null,"Freitext"]

{"sheet":"M_GH","index":9,"n_rows":211,"n_cols":53,"rows_kept":211,"merged":[[4,10,4,13],[4,14,4,15],[4,33,4,45],[4,46,4,50],[5,14,5,15],[20,2,20,18],[45,2,45,18],[80,2,80,18],[90,2,90,18],[100,2,100,18],[111,2,111,18],[124,2,124,18],[132,2,132,18],[139,2,139,18],[152,2,152,18],[169,2,169,18],[180,2,180,18],[190,2,190,18],[200,2,200,18],[210,2,210,18]]}
[]
[null,"Gebäude-Energie-Analyse-Tool",{"$nulls":14},"deaktiviert: Fläche und U-Werte werden für Massnahmen benötigt"]
[null,"G. Erfassung von Massnahmen an der Gebäudehülle",{"$nulls":14},false]
[]
[null,null,"Bezeichnung / Bauteilabkürzung","Kategorie / Nutzung","Fläche","U-Wert","Bauteil-heizung","b-Wert","g-Wert","Glas-anteil","Verschattungsfaktor fs\nHorizont|Überhang|Seite L|Seite R",{"$nulls":3},"Orient-ierung",null,"Wärme-transfer-koeff.","Kosten der Massnahme","Förderung","Wärmetransfer-koeffizient","Transmissionswärmeverluste nach Monat, Qti [kWh]",{"$nulls":12},"Solare Wärmeeinträge, Qsi [kWh]",{"$nulls":12},"Verschattungsfaktor fs\nHorizont|Überhang|Seite L|Seite R|Total"]
[{"$nulls":4},"Ai [m²]","Ui [W/m²K]","θH [°C]","bi [-]","gi [-]","ff [-]","α [°]","β [°]","γL [°]","γR [°]","[-]",null,"Hi [W/K]","[CHF/m²]","[CHF/m²]","Hi [W/K] = Ai*Ui(*bi)","Jan","Feb","Mär","Apr","Mai","Jun","Jul","Aug","Sep","Okt","Nov","Dez","Total","Jan","Feb","Mär","Apr","Mai","Jun","Jul","Aug","Sep","Okt","Nov","Dez","Total","fs1 [-]","fs2 [-]","fs3,l [-]","fs3,r [-]","fs [-]"]
[null,null,"Lediglich neue oder Veränderungen der Bauteile müssen erfasst werden. Die Auswahl für jede Variante geschieht im nächsten Blatt. "]
[]
[null,"1 Bauteile gegen Aussenluft",null,null,{"$f":"IF(AND(Kat_1=0,Kat_2=0,Kat_3=0),\"Bitte Kategorie(n) wählen (-> Gebäudeinformationen)\",\"\")","v":"Bitte Kategorie(n) wählen (-> Gebäudeinformationen)"}]
[null,null,"1.1 Dächer / Estrich / Terrasse",{"$nulls":49},"Kommentare:"]
[{"$nulls":19},{"$f":"IF($Q$3,Q11,E11*F11)","v":0},{"$f":"IF($D11=\"\",0,(_xlfn.XLOOKUP($D11,Daten!$A$152:$A$154,_xlfn.XLOOKUP(U$6,Daten!$B$151:$M$151,Daten!$B$152:$M$154))\n+IF($G11>_xlfn.XLOOKUP($D11,GI!$C$77:$G$77,GI!$C$80:$G$80),($G11-_xlfn.XLOOKUP($D11,GI!$C$77:$G$77,GI!$C$80:$G$80))/4,0))\n*_xlfn.XLOOKUP(U$6,Daten!$B$151:$M$151,Daten!$B$150:$M$150)*$T11*24/1000)","v":0},{"$f":"IF($D11=\"\",0,(_xlfn.XLOOKUP($D11,Daten!$A$152:$A$154,_xlfn.XLOOKUP(V$6,Daten!$B$151:$M$151,Daten!$B$152:$M$154))\n+IF($G11>_xlfn.XLOOKUP($D11,GI!$C$77:$G$77,GI!$C$80:$G$80),($G11-_xlfn.XLOOKUP($D11,GI!$C$77:$G$77,GI!$C$80:$G$80))/4,0))\n*_xlfn.XLOOKUP(V$6,Daten!$B$151:$M$151,Daten!$B$150:$M$150)*$T11*24/1000)","v":0},{"$f":"IF($D11=\"\",0,(_xlfn.XLOOKUP($D11,Daten!$A$152:$A$154,_xlfn.XLOOKUP(W$6,Daten!$B$151:$M$151,Daten!$B$152:$M$154))\n+IF($G11>_xlfn.XLOOKUP($D11,GI!$C$77:$G$77,GI!$C$80:$G$80),($G11-_xlfn.XLOOKUP($D11,GI!$C$77:$G$77,GI!$C$80:$G$80))/4,0))\n*_xlfn.XLOOKUP(W$6,Daten!$B$151:$M$151,Daten!$B$150:$M$150)*$T11*24/1000)","v":0},{"$f":"IF($D11=\"\",0,(_xlfn.XLOOKUP($D11,Daten!$A$152:$A$154,_xlfn.XLOOKUP(X$6,Daten!$B$151:$M$151,Daten!$B$152:$M$154))\n+IF($G11>_xlfn.XLOOKUP($D11,GI!$C$77:$G$77,GI!$C$80:$G$80),($G11-_xlfn.XLOOKUP($D11,GI!$C$77:$G$77,GI!$C$80:$G$80))/4,0))\n*_xlfn.XLOOKUP(X$6,Daten!$B$151:$M$151,Daten!$B$150:$M$150)*$T11*24/1000)","v":0},{"$f":"IF($D11=\"\",0,(_xlfn.XLOOKUP($D11,Daten!$A$152:$A$154,_xlfn.XLOOKUP(Y$6,Daten!$B$151:$M$151,Daten!$B$152:$M$154))\n+IF($G11>_xlfn.XLOOKUP($D11,GI!$C$77:$G$77,GI!$C$80:$G$80),($G11-_xlfn.XLOOKUP($D11,GI!$C$77:$G$77,GI!$C$80:$G$80))/4,0))\n*_xlfn.XLOOKUP(Y$6,Daten!$B$151:$M$151,Daten!$B$150:$M$150)*$T11*24/1000)","v":0},{"$f":"IF($D11=\"\",0,(_xlfn.XLOOKUP($D11,Daten!$A$152:$A$154,_xlfn.XLOOKUP(Z$6,Daten!$B$151:$M$151,Daten!$B$152:$M$154))\n+IF($G11>_xlfn.XLOOKUP($D11,GI!$C$77:$G$77,GI!$C$80:$G$80),($G11-_xlfn.XLOOKUP($D11,GI!$C$77:$G$77,GI!$C$80:$G$80))/4,0))\n*_xlfn.XLOOKUP(Z$6,Daten!$B$151:$M$151,Daten!$B$150:$M$150)*$T11*24/1000)","v":0},{"$f":"IF($D11=\"\",0,(_xlfn.XLOOKUP($D11,Daten!$A$152:$A$154,_xlfn.XLOOKUP(AA$6,Daten!$B$151:$M$151,Daten!$B$152:$M$154))\n+IF($G11>_xlfn.XLOOKUP($D11,GI!$C$77:$G$77,GI!$C$80:$G$80),($G11-_xlfn.XLOOKUP($D11,GI!$C$77:$G$77,GI!$C$80:$G$80))/4,0))\n*_xlfn.XLOOKUP(AA$6,Daten!$B$151:$M$151,Daten!$B$150:$M$150)*$T11*24/1000)","v":0},{"$f":"IF($D11=\"\",0,(_xlfn.XLOOKUP($D11,Daten!$A$152:$A$154,_xlfn.XLOOKUP(AB$6,Daten!$B$151:$M$151,Daten!$B$152:$M$154))\n+IF($G11>_xlfn.XLOOKUP($D11,GI!$C$77:$G$77,GI!$C$80:$G$80),($G11-_xlfn.XLOOKUP($D11,GI!$C$77:$G$77,GI!$C$80:$G$80))/4,0))\n*_xlfn.XLOOKUP(AB$6,Daten!$B$151:$M$151,Daten!$B$150:$M$150)*$T11*24/1000)","v":0},{"$f":"IF($D11=\"\",0,(_xlfn.XLOOKUP($D11,Daten!$A$152:$A$154,_xlfn.XLOOKUP(AC$6,Daten!$B$151:$M$151,Daten!$B$152:$M$154))\n+IF($G11>_xlfn.XLOOKUP($D11,GI!$C$77:$G$77,GI!$C$80:$G$80),($G11-_xlfn.XLOOKUP($D11,GI!$C$77:$G$77,GI!$C$80:$G$80))/4,0))\n*_xlfn.XLOOKUP(AC$6,Daten!$B$151:$M$151,Daten!$B$150:$M$150)*$T11*24/1000)","v":0},{"$f":"IF($D11=\"\",0,(_xlfn.XLOOKUP($D11,Daten!$A$152:$A$154,_xlfn.XLOOKUP(AD$6,Daten!$B$151:$M$151,Daten!$B$152:$M$154))\n+IF($G11>_xlfn.XLOOKUP($D11,GI!$C$77:$G$77,GI!$C$80:$G$80),($G11-_xlfn.XLOOKUP($D11,GI!$C$77:$G$77,GI!$C$80:$G$80))/4,0))\n*_xlfn.XLOOKUP(AD$6,Daten!$B$151:$M$151,Daten!$B$150:$M$150)*$T11*24/1000)","v":0},{"$f":"IF($D11=\"\",0,(_xlfn.XLOOKUP($D11,Daten!$A$152:$A$154,_xlfn.XLOOKUP(AE$6,Daten!$B$151:$M$151,Daten!$B$152:$M$154))\n+IF($G11>_xlfn.XLOOKUP($D11,GI!$C$77:$G$77,GI!$C$80:$G$80),($G11-_xlfn.XLOOKUP($D11,GI!$C$77:$G$77,GI!$C$80:$G$80))/4,0))\n*_xlfn.XLOOKUP(AE$6,Daten!$B$151:$M$151,Daten!$B$150:$M$150)*$T11*24/1000)","v":0},{"$f":"IF($D11=\"\",0,(_xlfn.XLOOKUP($D11,Daten!$A$152:$A$154,_xlfn.XLOOKUP(AF$6,Daten!$B$151:$M$151,Daten!$B$152:$M$154))\n+IF($G11>_xlfn.XLOOKUP($D11,GI!$C$77:$G$77,GI!$C$80:$G$80),($G11-_xlfn.XLOOKUP($D11,GI!$C$77:$G$77,GI!$C$80:$G$80))/4,0))\n*_xlfn.XLOOKUP(AF$6,Daten!$B$151:$M$151,Daten!$B$150:$M$150)*$T11*24/1000)","v":0},{"$f":"SUM(U11:AF11)","v":0}]
[{"$nulls":19},{"$f":"IF($Q$3,Q12,E12*F12)","v":0},{"$f":"IF($D12=\"\",0,(_xlfn.XLOOKUP($D12,Daten!$A$152:$A$154,_xlfn.XLOOKUP(U$6,Daten!$B$151:$M$151,Daten!$B$152:$M$154))\n+IF($G12>_xlfn.XLOOKUP($D12,GI!$C$77:$G$77,GI!$C$80:$G$80),($G12-_xlfn.XLOOKUP($D12,GI!$C$77:$G$77,GI!$C$80:$G$80))/4,0))\n*_xlfn.XLOOKUP(U$6,Daten!$B$151:$M$151,Daten!$B$150:$M$150)*$T12*24/1000)","v":0},{"$f":"IF($D12=\"\",0,(_xlfn.XLOOKUP($D12,Daten!$A$152:$A$154,_xlfn.XLOOKUP(V$6,Daten!$B$151:$M$151,Daten!$B$152:$M$154))\n+IF($G12>_xlfn.XLOOKUP($D12,GI!$C$77:$G$77,GI!$C$80:$G$80),($G12-_xlfn.XLOOKUP($D12,GI!$C$77:$G$77,GI!$C$80:$G$80))/4,0))\n*_xlfn.XLOOKUP(V$6,Daten!$B$151:$M$151,Daten!$B$150:$M$150)*$T12*24/1000)","v":0},{"$f":"IF($D12=\"\",0,(_xlfn.XLOOKUP($D12,Daten!$A$152:$A$154,_xlfn.XLOOKUP(W$6,Daten!$B$151:$M$151,Daten!$B$152:$M$154))\n+IF($G12>_xlfn.XLOOKUP($D12,GI!$C$77:$G$77,GI!$C$80:$G$80),($G12-_xlfn.XLOOKUP($D12,GI!$C$77:$G$77,GI!$C$80:$G$80))/4,0))\n*_xlfn.XLOOKUP(W$6,Daten!$B$151:$M$151,Daten!$B$150:$M$150)*$T12*24/1000)","v":0},{"$f":"IF($D12=\"\",0,(_xlfn.XLOOKUP($D12,Daten!$A$152:$A$154,_xlfn.XLOOKUP(X$6,Daten!$B$151:$M$151,Daten!$B$152:$M$154))\n+IF($G12>_xlfn.XLOOKUP($D12,GI!$C$77:$G$77,GI!$C$80:$G$80),($G12-_xlfn.XLOOKUP($D12,GI!$C$77:$G$77,GI!$C$80:$G$80))/4,0))\n*_xlfn.XLOOKUP(X$6,Daten!$B$151:$M$151,Daten!$B$150:$M$150)*$T12*24/1000)","v":0},{"$f":"IF($D12=\"\",0,(_xlfn.XLOOKUP($D12,Daten!$A$152:$A$154,_xlfn.XLOOKUP(Y$6,Daten!$B$151:$M$151,Daten!$B$152:$M$154))\n+IF($G12>_xlfn.XLOOKUP($D12,GI!$C$77:$G$77,GI!$C$80:$G$80),($G12-_xlfn.XLOOKUP($D12,GI!$C$77:$G$77,GI!$C$80:$G$80))/4,0))\n*_xlfn.XLOOKUP(Y$6,Daten!$B$151:$M$151,Daten!$B$150:$M$150)*$T12*24/1000)","v":0},{"$f":"IF($D12=\"\",0,(_xlfn.XLOOKUP($D12,Daten!$A$152:$A$154,_xlfn.XLOOKUP(Z$6,Daten!$B$151:$M$151,Daten!$B$152:$M$154))\n+IF($G12>_xlfn.XLOOKUP($D12,GI!$C$77:$G$77,GI!$C$80:$G$80),($G12-_xlfn.XLOOKUP($D12,GI!$C$77:$G$77,GI!$C$80:$G$80))/4,0))\n*_xlfn.XLOOKUP(Z$6,Daten!$B$151:$M$151,Daten!$B$150:$M$150)*$T12*24/1000)","v":0},{"$f":"IF($D12=\"\",0,(_xlfn.XLOOKUP($D12,Daten!$A$152:$A$154,_xlfn.XLOOKUP(AA$6,Daten!$B$151:$M$151,Daten!$B$152:$M$154))\n+IF($G12>_xlfn.XLOOKUP($D12,GI!$C$77:$G$77,GI!$C$80:$G$80),($G12-_xlfn.XLOOKUP($D12,GI!$C$77:$G$77,GI!$C$80:$G$80))/4,0))\n*_xlfn.XLOOKUP(AA$6,Daten!$B$151:$M$151,Daten!$B$150:$M$150)*$T12*24/1000)","v":0},{"$f":"IF($D12=\"\",0,(_xlfn.XLOOKUP($D12,Daten!$A$152:$A$154,_xlfn.XLOOKUP(AB$6,Daten!$B$151:$M$151,Daten!$B$152:$M$154))\n+IF($G12>_xlfn.XLOOKUP($D12,GI!$C$77:$G$77,GI!$C$80:$G$80),($G12-_xlfn.XLOOKUP($D12,GI!$C$77:$G$77,GI!$C$80:$G$80))/4,0))\n*_xlfn.XLOOKUP(AB$6,Daten!$B$151:$M$151,Daten!$B$150:$M$150)*$T12*24/1000)","v":0},{"$f":"IF($D12=\"\",0,(_xlfn.XLOOKUP($D12,Daten!$A$152:$A$154,_xlfn.XLOOKUP(AC$6,Daten!$B$151:$M$151,Daten!$B$152:$M$154))\n+IF($G12>_xlfn.XLOOKUP($D12,GI!$C$77:$G$77,GI!$C$80:$G$80),($G12-_xlfn.XLOOKUP($D12,GI!$C$77:$G$77,GI!$C$80:$G$80))/4,0))\n*_xlfn.XLOOKUP(AC$6,Daten!$B$151:$M$151,Daten!$B$150:$M$150)*$T12*24/1000)","v":0},{"$f":"IF($D12=\"\",0,(_xlfn.XLOOKUP($D12,Daten!$A$152:$A$154,_xlfn.XLOOKUP(AD$6,Daten!$B$151:$M$151,Daten!$B$152:$M$154))\n+IF($G12>_xlfn.XLOOKUP($D12,GI!$C$77:$G$77,GI!$C$80:$G$80),($G12-_xlfn.XLOOKUP($D12,GI!$C$77:$G$77,GI!$C$80:$G$80))/4,0))\n*_xlfn.XLOOKUP(AD$6,Daten!$B$151:$M$151,Daten!$B$150:$M$150)*$T12*24/1000)","v":0},{"$f":"IF($D12=\"\",0,(_xlfn.XLOOKUP($D12,Daten!$A$152:$A$154,_xlfn.XLOOKUP(AE$6,Daten!$B$151:$M$151,Daten!$B$152:$M$154))\n+IF($G12>_xlfn.XLOOKUP($D12,GI!$C$77:$G$77,GI!$C$80:$G$80),($G12-_xlfn.XLOOKUP($D12,GI!$C$77:$G$77,GI!$C$80:$G$80))/4,0))\n*_xlfn.XLOOKUP(AE$6,Daten!$B$151:$M$151,Daten!$B$150:$M$150)*$T12*24/1000)","v":0},{"$f":"IF($D12=\"\",0,(_xlfn.XLOOKUP($D12,Daten!$A$152:$A$154,_xlfn.XLOOKUP(AF$6,Daten!$B$151:$M$151,Daten!$B$152:$M$154))\n+IF($G12>_xlfn.XLOOKUP($D12,GI!$C$77:$G$77,GI!$C$80:$G$80),($G12-_xlfn.XLOOKUP($D12,GI!$C$77:$G$77,GI!$C$80:$G$80))/4,0))\n*_xlfn.XLOOKUP(AF$6,Daten!$B$151:$M$151,Daten!$B$150:$M$150)*$T12*24/1000)","v":0},{"$f":"SUM(U12:AF12)","v":0}]
[{"$nulls":19},0,{"$f":"IF($D13=\"\",0,(_xlfn.XLOOKUP($D13,Daten!$A$152:$A$154,_xlfn.XLOOKUP(U$6,Daten!$B$151:$M$151,Daten!$B$152:$M$154))\n+IF($G13>_xlfn.XLOOKUP($D13,GI!$C$77:$G$77,GI!$C$80:$G$80),($G13-_xlfn.XLOOKUP($D13,GI!$C$77:$G$77,GI!$C$80:$G$80))/4,0))\n*_xlfn.XLOOKUP(U$6,Daten!$B$151:$M$151,Daten!$B$150:$M$150)*$T13*24/1000)","v":0},{"$f":"IF($D13=\"\",0,(_xlfn.XLOOKUP($D13,Daten!$A$152:$A$154,_xlfn.XLOOKUP(V$6,Daten!$B$151:$M$151,Daten!$B$152:$M$154))\n+IF($G13>_xlfn.XLOOKUP($D13,GI!$C$77:$G$77,GI!$C$80:$G$80),($G13-_xlfn.XLOOKUP($D13,GI!$C$77:$G$77,GI!$C$80:$G$80))/4,0))\n*_xlfn.XLOOKUP(V$6,Daten!$B$151:$M$151,Daten!$B$150:$M$150)*$T13*24/1000)","v":0},{"$f":"IF($D13=\"\",0,(_xlfn.XLOOKUP($D13,Daten!$A$152:$A$154,_xlfn.XLOOKUP(W$6,Daten!$B$151:$M$151,Daten!$B$152:$M$154))\n+IF($G13>_xlfn.XLOOKUP($D13,GI!$C$77:$G$77,GI!$C$80:$G$80),($G13-_xlfn.XLOOKUP($D13,GI!$C$77:$G$77,GI!$C$80:$G$80))/4,0))\n*_xlfn.XLOOKUP(W$6,Daten!$B$151:$M$151,Daten!$B$150:$M$150)*$T13*24/1000)","v":0},{"$f":"IF($D13=\"\",0,(_xlfn.XLOOKUP($D13,Daten!$A$152:$A$154,_xlfn.XLOOKUP(X$6,Daten!$B$151:$M$151,Daten!$B$152:$M$154))\n+IF($G13>_xlfn.XLOOKUP($D13,GI!$C$77:$G$77,GI!$C$80:$G$80),($G13-_xlfn.XLOOKUP($D13,GI!$C$77:$G$77,GI!$C$80:$G$80))/4,0))\n*_xlfn.XLOOKUP(X$6,Daten!$B$151:$M$151,Daten!$B$150:$M$150)*$T13*24/1000)","v":0},{"$f":"IF($D13=\"\",0,(_xlfn.XLOOKUP($D13,Daten!$A$152:$A$154,_xlfn.XLOOKUP(Y$6,Daten!$B$151:$M$151,Daten!$B$152:$M$154))\n+IF($G13>_xlfn.XLOOKUP($D13,GI!$C$77:$G$77,GI!$C$80:$G$80),($G13-_xlfn.XLOOKUP($D13,GI!$C$77:$G$77,GI!$C$80:$G$80))/4,0))\n*_xlfn.XLOOKUP(Y$6,Daten!$B$151:$M$151,Daten!$B$150:$M$150)*$T13*24/1000)","v":0},{"$f":"IF($D13=\"\",0,(_xlfn.XLOOKUP($D13,Daten!$A$152:$A$154,_xlfn.XLOOKUP(Z$6,Daten!$B$151:$M$151,Daten!$B$152:$M$154))\n+IF($G13>_xlfn.XLOOKUP($D13,GI!$C$77:$G$77,GI!$C$80:$G$80),($G13-_xlfn.XLOOKUP($D13,GI!$C$77:$G$77,GI!$C$80:$G$80))/4,0))\n*_xlfn.XLOOKUP(Z$6,Daten!$B$151:$M$151,Daten!$B$150:$M$150)*$T13*24/1000)","v":0},{"$f":"IF($D13=\"\",0,(_xlfn.XLOOKUP($D13,Daten!$A$152:$A$154,_xlfn.XLOOKUP(AA$6,Daten!$B$151:$M$151,Daten!$B$152:$M$154))\n+IF($G13>_xlfn.XLOOKUP($D13,GI!$C$77:$G$77,GI!$C$80:$G$80),($G13-_xlfn.XLOOKUP($D13,GI!$C$77:$G$77,GI!$C$80:$G$80))/4,0))\n*_xlfn.XLOOKUP(AA$6,Daten!$B$151:$M$151,Daten!$B$150:$M$150)*$T13*24/1000)","v":0},{"$f":"IF($D13=\"\",0,(_xlfn.XLOOKUP($D13,Daten!$A$152:$A$154,_xlfn.XLOOKUP(AB$6,Daten!$B$151:$M$151,Daten!$B$152:$M$154))\n+IF($G13>_xlfn.XLOOKUP($D13,GI!$C$77:$G$77,GI!$C$80:$G$80),($G13-_xlfn.XLOOKUP($D13,GI!$C$77:$G$77,GI!$C$80:$G$80))/4,0))\n*_xlfn.XLOOKUP(AB$6,Daten!$B$151:$M$151,Daten!$B$150:$M$150)*$T13*24/1000)","v":0},{"$f":"IF($D13=\"\",0,(_xlfn.XLOOKUP($D13,Daten!$A$152:$A$154,_xlfn.XLOOKUP(AC$6,Daten!$B$151:$M$151,Daten!$B$152:$M$154))\n+IF($G13>_xlfn.XLOOKUP($D13,GI!$C$77:$G$77,GI!$C$80:$G$80),($G13-_xlfn.XLOOKUP($D13,GI!$C$77:$G$77,GI!$C$80:$G$80))/4,0))\n*_xlfn.XLOOKUP(AC$6,Daten!$B$151:$M$151,Daten!$B$150:$M$150)*$T13*24/1000)","v":0},{"$f":"IF($D13=\"\",0,(_xlfn.XLOOKUP($D13,Daten!$A$152:$A$154,_xlfn.XLOOKUP(AD$6,Daten!$B$151:$M$151,Daten!$B$152:$M$154))\n+IF($G13>_xlfn.XLOOKUP($D13,GI!$C$77:$G$77,GI!$C$80:$G$80),($G13-_xlfn.XLOOKUP($D13,GI!$C$77:$G$77,GI!$C$80:$G$80))/4,0))\n*_xlfn.XLOOKUP(AD$6,Daten!$B$151:$M$151,Daten!$B$150:$M$150)*$T13*24/1000)","v":0},{"$f":"IF($D13=\"\",0,(_xlfn.XLOOKUP($D13,Daten!$A$152:$A$154,_xlfn.XLOOKUP(AE$6,Daten!$B$151:$M$151,Daten!$B$152:$M$154))\n+IF($G13>_xlfn.XLOOKUP($D13,GI!$C$77:$G$77,GI!$C$80:$G$80),($G13-_xlfn.XLOOKUP($D13,GI!$C$77:$G$77,GI!$C$80:$G$80))/4,0))\n*_xlfn.XLOOKUP(AE$6,Daten!$B$151:$M$151,Daten!$B$150:$M$150)*$T13*24/1000)","v":0},{"$f":"IF($D13=\"\",0,(_xlfn.XLOOKUP($D13,Daten!$A$152:$A$154,_xlfn.XLOOKUP(AF$6,Daten!$B$151:$M$151,Daten!$B$152:$M$154))\n+IF($G13>_xlfn.XLOOKUP($D13,GI!$C$77:$G$77,GI!$C$80:$G$80),($G13-_xlfn.XLOOKUP($D13,GI!$C$77:$G$77,GI!$C$80:$G$80))/4,0))\n*_xlfn.XLOOKUP(AF$6,Daten!$B$151:$M$151,Daten!$B$150:$M$150)*$T13*24/1000)","v":0},0]
[{"$nulls":19},0,{"$f":"IF($D14=\"\",0,(_xlfn.XLOOKUP($D14,Daten!$A$152:$A$154,_xlfn.XLOOKUP(U$6,Daten!$B$151:$M$151,Daten!$B$152:$M$154))\n+IF($G14>_xlfn.XLOOKUP($D14,GI!$C$77:$G$77,GI!$C$80:$G$80),($G14-_xlfn.XLOOKUP($D14,GI!$C$77:$G$77,GI!$C$80:$G$80))/4,0))\n*_xlfn.XLOOKUP(U$6,Daten!$B$151:$M$151,Daten!$B$150:$M$150)*$T14*24/1000)","v":0},{"$f":"IF($D14=\"\",0,(_xlfn.XLOOKUP($D14,Daten!$A$152:$A$154,_xlfn.XLOOKUP(V$6,Daten!$B$151:$M$151,Daten!$B$152:$M$154))\n+IF($G14>_xlfn.XLOOKUP($D14,GI!$C$77:$G$77,GI!$C$80:$G$80),($G14-_xlfn.XLOOKUP($D14,GI!$C$77:$G$77,GI!$C$80:$G$80))/4,0))\n*_xlfn.XLOOKUP(V$6,Daten!$B$151:$M$151,Daten!$B$150:$M$150)*$T14*24/1000)","v":0},{"$f":"IF($D14=\"\",0,(_xlfn.XLOOKUP($D14,Daten!$A$152:$A$154,_xlfn.XLOOKUP(W$6,Daten!$B$151:$M$151,Daten!$B$152:$M$154))\n+IF($G14>_xlfn.XLOOKUP($D14,GI!$C$77:$G$77,GI!$C$80:$G$80),($G14-_xlfn.XLOOKUP($D14,GI!$C$77:$G$77,GI!$C$80:$G$80))/4,0))\n*_xlfn.XLOOKUP(W$6,Daten!$B$151:$M$151,Daten!$B$150:$M$150)*$T14*24/1000)","v":0},{"$f":"IF($D14=\"\",0,(_xlfn.XLOOKUP($D14,Daten!$A$152:$A$154,_xlfn.XLOOKUP(X$6,Daten!$B$151:$M$151,Daten!$B$152:$M$154))\n+IF($G14>_xlfn.XLOOKUP($D14,GI!$C$77:$G$77,GI!$C$80:$G$80),($G14-_xlfn.XLOOKUP($D14,GI!$C$77:$G$77,GI!$C$80:$G$80))/4,0))\n*_xlfn.XLOOKUP(X$6,Daten!$B$151:$M$151,Daten!$B$150:$M$150)*$T14*24/1000)","v":0},{"$f":"IF($D14=\"\",0,(_xlfn.XLOOKUP($D14,Daten!$A$152:$A$154,_xlfn.XLOOKUP(Y$6,Daten!$B$151:$M$151,Daten!$B$152:$M$154))\n+IF($G14>_xlfn.XLOOKUP($D14,GI!$C$77:$G$77,GI!$C$80:$G$80),($G14-_xlfn.XLOOKUP($D14,GI!$C$77:$G$77,GI!$C$80:$G$80))/4,0))\n*_xlfn.XLOOKUP(Y$6,Daten!$B$151:$M$151,Daten!$B$150:$M$150)*$T14*24/1000)","v":0},{"$f":"IF($D14=\"\",0,(_xlfn.XLOOKUP($D14,Daten!$A$152:$A$154,_xlfn.XLOOKUP(Z$6,Daten!$B$151:$M$151,Daten!$B$152:$M$154))\n+IF($G14>_xlfn.XLOOKUP($D14,GI!$C$77:$G$77,GI!$C$80:$G$80),($G14-_xlfn.XLOOKUP($D14,GI!$C$77:$G$77,GI!$C$80:$G$80))/4,0))\n*_xlfn.XLOOKUP(Z$6,Daten!$B$151:$M$151,Daten!$B$150:$M$150)*$T14*24/1000)","v":0},{"$f":"IF($D14=\"\",0,(_xlfn.XLOOKUP($D14,Daten!$A$152:$A$154,_xlfn.XLOOKUP(AA$6,Daten!$B$151:$M$151,Daten!$B$152:$M$154))\n+IF($G14>_xlfn.XLOOKUP($D14,GI!$C$77:$G$77,GI!$C$80:$G$80),($G14-_xlfn.XLOOKUP($D14,GI!$C$77:$G$77,GI!$C$80:$G$80))/4,0))\n*_xlfn.XLOOKUP(AA$6,Daten!$B$151:$M$151,Daten!$B$150:$M$150)*$T14*24/1000)","v":0},{"$f":"IF($D14=\"\",0,(_xlfn.XLOOKUP($D14,Daten!$A$152:$A$154,_xlfn.XLOOKUP(AB$6,Daten!$B$151:$M$151,Daten!$B$152:$M$154))\n+IF($G14>_xlfn.XLOOKUP($D14,GI!$C$77:$G$77,GI!$C$80:$G$80),($G14-_xlfn.XLOOKUP($D14,GI!$C$77:$G$77,GI!$C$80:$G$80))/4,0))\n*_xlfn.XLOOKUP(AB$6,Daten!$B$151:$M$151,Daten!$B$150:$M$150)*$T14*24/1000)","v":0},{"$f":"IF($D14=\"\",0,(_xlfn.XLOOKUP($D14,Daten!$A$152:$A$154,_xlfn.XLOOKUP(AC$6,Daten!$B$151:$M$151,Daten!$B$152:$M$154))\n+IF($G14>_xlfn.XLOOKUP($D14,GI!$C$77:$G$77,GI!$C$80:$G$80),($G14-_xlfn.XLOOKUP($D14,GI!$C$77:$G$77,GI!$C$80:$G$80))/4,0))\n*_xlfn.XLOOKUP(AC$6,Daten!$B$151:$M$151,Daten!$B$150:$M$150)*$T14*24/1000)","v":0},{"$f":"IF($D14=\"\",0,(_xlfn.XLOOKUP($D14,Daten!$A$152:$A$154,_xlfn.XLOOKUP(AD$6,Daten!$B$151:$M$151,Daten!$B$152:$M$154))\n+IF($G14>_xlfn.XLOOKUP($D14,GI!$C$77:$G$77,GI!$C$80:$G$80),($G14-_xlfn.XLOOKUP($D14,GI!$C$77:$G$77,GI!$C$80:$G$80))/4,0))\n*_xlfn.XLOOKUP(AD$6,Daten!$B$151:$M$151,Daten!$B$150:$M$150)*$T14*24/1000)","v":0},{"$f":"IF($D14=\"\",0,(_xlfn.XLOOKUP($D14,Daten!$A$152:$A$154,_xlfn.XLOOKUP(AE$6,Daten!$B$151:$M$151,Daten!$B$152:$M$154))\n+IF($G14>_xlfn.XLOOKUP($D14,GI!$C$77:$G$77,GI!$C$80:$G$80),($G14-_xlfn.XLOOKUP($D14,GI!$C$77:$G$77,GI!$C$80:$G$80))/4,0))\n*_xlfn.XLOOKUP(AE$6,Daten!$B$151:$M$151,Daten!$B$150:$M$150)*$T14*24/1000)","v":0},{"$f":"IF($D14=\"\",0,(_xlfn.XLOOKUP($D14,Daten!$A$152:$A$154,_xlfn.XLOOKUP(AF$6,Daten!$B$151:$M$151,Daten!$B$152:$M$154))\n+IF($G14>_xlfn.XLOOKUP($D14,GI!$C$77:$G$77,GI!$C$80:$G$80),($G14-_xlfn.XLOOKUP($D14,GI!$C$77:$G$77,GI!$C$80:$G$80))/4,0))\n*_xlfn.XLOOKUP(AF$6,Daten!$B$151:$M$151,Daten!$B$150:$M$150)*$T14*24/1000)","v":0},0]
[{"$nulls":19},0,{"$f":"IF($D15=\"\",0,(_xlfn.XLOOKUP($D15,Daten!$A$152:$A$154,_xlfn.XLOOKUP(U$6,Daten!$B$151:$M$151,Daten!$B$152:$M$154))\n+IF($G15>_xlfn.XLOOKUP($D15,GI!$C$77:$G$77,GI!$C$80:$G$80),($G15-_xlfn.XLOOKUP($D15,GI!$C$77:$G$77,GI!$C$80:$G$80))/4,0))\n*_xlfn.XLOOKUP(U$6,Daten!$B$151:$M$151,Daten!$B$150:$M$150)*$T15*24/1000)","v":0},{"$f":"IF($D15=\"\",0,(_xlfn.XLOOKUP($D15,Daten!$A$152:$A$154,_xlfn.XLOOKUP(V$6,Daten!$B$151:$M$151,Daten!$B$152:$M$154))\n+IF($G15>_xlfn.XLOOKUP($D15,GI!$C$77:$G$77,GI!$C$80:$G$80),($G15-_xlfn.XLOOKUP($D15,GI!$C$77:$G$77,GI!$C$80:$G$80))/4,0))\n*_xlfn.XLOOKUP(V$6,Daten!$B$151:$M$151,Daten!$B$150:$M$150)*$T15*24/1000)","v":0},{"$f":"IF($D15=\"\",0,(_xlfn.XLOOKUP($D15,Daten!$A$152:$A$154,_xlfn.XLOOKUP(W$6,Daten!$B$151:$M$151,Daten!$B$152:$M$154))\n+IF($G15>_xlfn.XLOOKUP($D15,GI!$C$77:$G$77,GI!$C$80:$G$80),($G15-_xlfn.XLOOKUP($D15,GI!$C$77:$G$77,GI!$C$80:$G$80))/4,0))\n*_xlfn.XLOOKUP(W$6,Daten!$B$151:$M$151,Daten!$B$150:$M$150)*$T15*24/1000)","v":0},{"$f":"IF($D15=\"\",0,(_xlfn.XLOOKUP($D15,Daten!$A$152:$A$154,_xlfn.XLOOKUP(X$6,Daten!$B$151:$M$151,Daten!$B$152:$M$154))\n+IF($G15>_xlfn.XLOOKUP($D15,GI!$C$77:$G$77,GI!$C$80:$G$80),($G15-_xlfn.XLOOKUP($D15,GI!$C$77:$G$77,GI!$C$80:$G$80))/4,0))\n*_xlfn.XLOOKUP(X$6,Daten!$B$151:$M$151,Daten!$B$150:$M$150)*$T15*24/1000)","v":0},{"$f":"IF($D15=\"\",0,(_xlfn.XLOOKUP($D15,Daten!$A$152:$A$154,_xlfn.XLOOKUP(Y$6,Daten!$B$151:$M$151,Daten!$B$152:$M$154))\n+IF($G15>_xlfn.XLOOKUP($D15,GI!$C$77:$G$77,GI!$C$80:$G$80),($G15-_xlfn.XLOOKUP($D15,GI!$C$77:$G$77,GI!$C$80:$G$80))/4,0))\n*_xlfn.XLOOKUP(Y$6,Daten!$B$151:$M$151,Daten!$B$150:$M$150)*$T15*24/1000)","v":0},{"$f":"IF($D15=\"\",0,(_xlfn.XLOOKUP($D15,Daten!$A$152:$A$154,_xlfn.XLOOKUP(Z$6,Daten!$B$151:$M$151,Daten!$B$152:$M$154))\n+IF($G15>_xlfn.XLOOKUP($D15,GI!$C$77:$G$77,GI!$C$80:$G$80),($G15-_xlfn.XLOOKUP($D15,GI!$C$77:$G$77,GI!$C$80:$G$80))/4,0))\n*_xlfn.XLOOKUP(Z$6,Daten!$B$151:$M$151,Daten!$B$150:$M$150)*$T15*24/1000)","v":0},{"$f":"IF($D15=\"\",0,(_xlfn.XLOOKUP($D15,Daten!$A$152:$A$154,_xlfn.XLOOKUP(AA$6,Daten!$B$151:$M$151,Daten!$B$152:$M$154))\n+IF($G15>_xlfn.XLOOKUP($D15,GI!$C$77:$G$77,GI!$C$80:$G$80),($G15-_xlfn.XLOOKUP($D15,GI!$C$77:$G$77,GI!$C$80:$G$80))/4,0))\n*_xlfn.XLOOKUP(AA$6,Daten!$B$151:$M$151,Daten!$B$150:$M$150)*$T15*24/1000)","v":0},{"$f":"IF($D15=\"\",0,(_xlfn.XLOOKUP($D15,Daten!$A$152:$A$154,_xlfn.XLOOKUP(AB$6,Daten!$B$151:$M$151,Daten!$B$152:$M$154))\n+IF($G15>_xlfn.XLOOKUP($D15,GI!$C$77:$G$77,GI!$C$80:$G$80),($G15-_xlfn.XLOOKUP($D15,GI!$C$77:$G$77,GI!$C$80:$G$80))/4,0))\n*_xlfn.XLOOKUP(AB$6,Daten!$B$151:$M$151,Daten!$B$150:$M$150)*$T15*24/1000)","v":0},{"$f":"IF($D15=\"\",0,(_xlfn.XLOOKUP($D15,Daten!$A$152:$A$154,_xlfn.XLOOKUP(AC$6,Daten!$B$151:$M$151,Daten!$B$152:$M$154))\n+IF($G15>_xlfn.XLOOKUP($D15,GI!$C$77:$G$77,GI!$C$80:$G$80),($G15-_xlfn.XLOOKUP($D15,GI!$C$77:$G$77,GI!$C$80:$G$80))/4,0))\n*_xlfn.XLOOKUP(AC$6,Daten!$B$151:$M$151,Daten!$B$150:$M$150)*$T15*24/1000)","v":0},{"$f":"IF($D15=\"\",0,(_xlfn.XLOOKUP($D15,Daten!$A$152:$A$154,_xlfn.XLOOKUP(AD$6,Daten!$B$151:$M$151,Daten!$B$152:$M$154))\n+IF($G15>_xlfn.XLOOKUP($D15,GI!$C$77:$G$77,GI!$C$80:$G$80),($G15-_xlfn.XLOOKUP($D15,GI!$C$77:$G$77,GI!$C$80:$G$80))/4,0))\n*_xlfn.XLOOKUP(AD$6,Daten!$B$151:$M$151,Daten!$B$150:$M$150)*$T15*24/1000)","v":0},{"$f":"IF($D15=\"\",0,(_xlfn.XLOOKUP($D15,Daten!$A$152:$A$154,_xlfn.XLOOKUP(AE$6,Daten!$B$151:$M$151,Daten!$B$152:$M$154))\n+IF($G15>_xlfn.XLOOKUP($D15,GI!$C$77:$G$77,GI!$C$80:$G$80),($G15-_xlfn.XLOOKUP($D15,GI!$C$77:$G$77,GI!$C$80:$G$80))/4,0))\n*_xlfn.XLOOKUP(AE$6,Daten!$B$151:$M$151,Daten!$B$150:$M$150)*$T15*24/1000)","v":0},{"$f":"IF($D15=\"\",0,(_xlfn.XLOOKUP($D15,Daten!$A$152:$A$154,_xlfn.XLOOKUP(AF$6,Daten!$B$151:$M$151,Daten!$B$152:$M$154))\n+IF($G15>_xlfn.XLOOKUP($D15,GI!$C$77:$G$77,GI!$C$80:$G$80),($G15-_xlfn.XLOOKUP($D15,GI!$C$77:$G$77,GI!$C$80:$G$80))/4,0))\n*_xlfn.XLOOKUP(AF$6,Daten!$B$151:$M$151,Daten!$B$150:$M$150)*$T15*24/1000)","v":0},0]
[{"$nulls":19},0,{"$f":"IF($D16=\"\",0,(_xlfn.XLOOKUP($D16,Daten!$A$152:$A$154,_xlfn.XLOOKUP(U$6,Daten!$B$151:$M$151,Daten!$B$152:$M$154))\n+IF($G16>_xlfn.XLOOKUP($D16,GI!$C$77:$G$77,GI!$C$80:$G$80),($G16-_xlfn.XLOOKUP($D16,GI!$C$77:$G$77,GI!$C$80:$G$80))/4,0))\n*_xlfn.XLOOKUP(U$6,Daten!$B$151:$M$151,Daten!$B$150:$M$150)*$T16*24/1000)","v":0},{"$f":"IF($D16=\"\",0,(_xlfn.XLOOKUP($D16,Daten!$A$152:$A$154,_xlfn.XLOOKUP(V$6,Daten!$B$151:$M$151,Daten!$B$152:$M$154))\n+IF($G16>_xlfn.XLOOKUP($D16,GI!$C$77:$G$77,GI!$C$80:$G$80),($G16-_xlfn.XLOOKUP($D16,GI!$C$77:$G$77,GI!$C$80:$G$80))/4,0))\n*_xlfn.XLOOKUP(V$6,Daten!$B$151:$M$151,Daten!$B$150:$M$150)*$T16*24/1000)","v":0},{"$f":"IF($D16=\"\",0,(_xlfn.XLOOKUP($D16,Daten!$A$152:$A$154,_xlfn.XLOOKUP(W$6,Daten!$B$151:$M$151,Daten!$B$152:$M$154))\n+IF($G16>_xlfn.XLOOKUP($D16,GI!$C$77:$G$77,GI!$C$80:$G$80),($G16-_xlfn.XLOOKUP($D16,GI!$C$77:$G$77,GI!$C$80:$G$80))/4,0))\n*_xlfn.XLOOKUP(W$6,Daten!$B$151:$M$151,Daten!$B$150:$M$150)*$T16*24/1000)","v":0},{"$f":"IF($D16=\"\",0,(_xlfn.XLOOKUP($D16,Daten!$A$152:$A$154,_xlfn.XLOOKUP(X$6,Daten!$B$151:$M$151,Daten!$B$152:$M$154))\n+IF($G16>_xlfn.XLOOKUP($D16,GI!$C$77:$G$77,GI!$C$80:$G$80),($G16-_xlfn.XLOOKUP($D16,GI!$C$77:$G$77,GI!$C$80:$G$80))/4,0))\n*_xlfn.XLOOKUP(X$6,Daten!$B$151:$M$151,Daten!$B$150:$M$150)*$T16*24/1000)","v":0},{"$f":"IF($D16=\"\",0,(_xlfn.XLOOKUP($D16,Daten!$A$152:$A$154,_xlfn.XLOOKUP(Y$6,Daten!$B$151:$M$151,Daten!$B$152:$M$154))\n+IF($G16>_xlfn.XLOOKUP($D16,GI!$C$77:$G$77,GI!$C$80:$G$80),($G16-_xlfn.XLOOKUP($D16,GI!$C$77:$G$77,GI!$C$80:$G$80))/4,0))\n*_xlfn.XLOOKUP(Y$6,Daten!$B$151:$M$151,Daten!$B$150:$M$150)*$T16*24/1000)","v":0},{"$f":"IF($D16=\"\",0,(_xlfn.XLOOKUP($D16,Daten!$A$152:$A$154,_xlfn.XLOOKUP(Z$6,Daten!$B$151:$M$151,Daten!$B$152:$M$154))\n+IF($G16>_xlfn.XLOOKUP($D16,GI!$C$77:$G$77,GI!$C$80:$G$80),($G16-_xlfn.XLOOKUP($D16,GI!$C$77:$G$77,GI!$C$80:$G$80))/4,0))\n*_xlfn.XLOOKUP(Z$6,Daten!$B$151:$M$151,Daten!$B$150:$M$150)*$T16*24/1000)","v":0},{"$f":"IF($D16=\"\",0,(_xlfn.XLOOKUP($D16,Daten!$A$152:$A$154,_xlfn.XLOOKUP(AA$6,Daten!$B$151:$M$151,Daten!$B$152:$M$154))\n+IF($G16>_xlfn.XLOOKUP($D16,GI!$C$77:$G$77,GI!$C$80:$G$80),($G16-_xlfn.XLOOKUP($D16,GI!$C$77:$G$77,GI!$C$80:$G$80))/4,0))\n*_xlfn.XLOOKUP(AA$6,Daten!$B$151:$M$151,Daten!$B$150:$M$150)*$T16*24/1000)","v":0},{"$f":"IF($D16=\"\",0,(_xlfn.XLOOKUP($D16,Daten!$A$152:$A$154,_xlfn.XLOOKUP(AB$6,Daten!$B$151:$M$151,Daten!$B$152:$M$154))\n+IF($G16>_xlfn.XLOOKUP($D16,GI!$C$77:$G$77,GI!$C$80:$G$80),($G16-_xlfn.XLOOKUP($D16,GI!$C$77:$G$77,GI!$C$80:$G$80))/4,0))\n*_xlfn.XLOOKUP(AB$6,Daten!$B$151:$M$151,Daten!$B$150:$M$150)*$T16*24/1000)","v":0},{"$f":"IF($D16=\"\",0,(_xlfn.XLOOKUP($D16,Daten!$A$152:$A$154,_xlfn.XLOOKUP(AC$6,Daten!$B$151:$M$151,Daten!$B$152:$M$154))\n+IF($G16>_xlfn.XLOOKUP($D16,GI!$C$77:$G$77,GI!$C$80:$G$80),($G16-_xlfn.XLOOKUP($D16,GI!$C$77:$G$77,GI!$C$80:$G$80))/4,0))\n*_xlfn.XLOOKUP(AC$6,Daten!$B$151:$M$151,Daten!$B$150:$M$150)*$T16*24/1000)","v":0},{"$f":"IF($D16=\"\",0,(_xlfn.XLOOKUP($D16,Daten!$A$152:$A$154,_xlfn.XLOOKUP(AD$6,Daten!$B$151:$M$151,Daten!$B$152:$M$154))\n+IF($G16>_xlfn.XLOOKUP($D16,GI!$C$77:$G$77,GI!$C$80:$G$80),($G16-_xlfn.XLOOKUP($D16,GI!$C$77:$G$77,GI!$C$80:$G$80))/4,0))\n*_xlfn.XLOOKUP(AD$6,Daten!$B$151:$M$151,Daten!$B$150:$M$150)*$T16*24/1000)","v":0},{"$f":"IF($D16=\"\",0,(_xlfn.XLOOKUP($D16,Daten!$A$152:$A$154,_xlfn.XLOOKUP(AE$6,Daten!$B$151:$M$151,Daten!$B$152:$M$154))\n+IF($G16>_xlfn.XLOOKUP($D16,GI!$C$77:$G$77,GI!$C$80:$G$80),($G16-_xlfn.XLOOKUP($D16,GI!$C$77:$G$77,GI!$C$80:$G$80))/4,0))\n*_xlfn.XLOOKUP(AE$6,Daten!$B$151:$M$151,Daten!$B$150:$M$150)*$T16*24/1000)","v":0},{"$f":"IF($D16=\"\",0,(_xlfn.XLOOKUP($D16,Daten!$A$152:$A$154,_xlfn.XLOOKUP(AF$6,Daten!$B$151:$M$151,Daten!$B$152:$M$154))\n+IF($G16>_xlfn.XLOOKUP($D16,GI!$C$77:$G$77,GI!$C$80:$G$80),($G16-_xlfn.XLOOKUP($D16,GI!$C$77:$G$77,GI!$C$80:$G$80))/4,0))\n*_xlfn.XLOOKUP(AF$6,Daten!$B$151:$M$151,Daten!$B$150:$M$150)*$T16*24/1000)","v":0},0]
[{"$nulls":19},0,{"$f":"IF($D17=\"\",0,(_xlfn.XLOOKUP($D17,Daten!$A$152:$A$154,_xlfn.XLOOKUP(U$6,Daten!$B$151:$M$151,Daten!$B$152:$M$154))\n+IF($G17>_xlfn.XLOOKUP($D17,GI!$C$77:$G$77,GI!$C$80:$G$80),($G17-_xlfn.XLOOKUP($D17,GI!$C$77:$G$77,GI!$C$80:$G$80))/4,0))\n*_xlfn.XLOOKUP(U$6,Daten!$B$151:$M$151,Daten!$B$150:$M$150)*$T17*24/1000)","v":0},{"$f":"IF($D17=\"\",0,(_xlfn.XLOOKUP($D17,Daten!$A$152:$A$154,_xlfn.XLOOKUP(V$6,Daten!$B$151:$M$151,Daten!$B$152:$M$154))\n+IF($G17>_xlfn.XLOOKUP($D17,GI!$C$77:$G$77,GI!$C$80:$G$80),($G17-_xlfn.XLOOKUP($D17,GI!$C$77:$G$77,GI!$C$80:$G$80))/4,0))\n*_xlfn.XLOOKUP(V$6,Daten!$B$151:$M$151,Daten!$B$150:$M$150)*$T17*24/1000)","v":0},{"$f":"IF($D17=\"\",0,(_xlfn.XLOOKUP($D17,Daten!$A$152:$A$154,_xlfn.XLOOKUP(W$6,Daten!$B$151:$M$151,Daten!$B$152:$M$154))\n+IF($G17>_xlfn.XLOOKUP($D17,GI!$C$77:$G$77,GI!$C$80:$G$80),($G17-_xlfn.XLOOKUP($D17,GI!$C$77:$G$77,GI!$C$80:$G$80))/4,0))\n*_xlfn.XLOOKUP(W$6,Daten!$B$151:$M$151,Daten!$B$150:$M$150)*$T17*24/1000)","v":0},{"$f":"IF($D17=\"\",0,(_xlfn.XLOOKUP($D17,Daten!$A$152:$A$154,_xlfn.XLOOKUP(X$6,Daten!$B$151:$M$151,Daten!$B$152:$M$154))\n+IF($G17>_xlfn.XLOOKUP($D17,GI!$C$77:$G$77,GI!$C$80:$G$80),($G17-_xlfn.XLOOKUP($D17,GI!$C$77:$G$77,GI!$C$80:$G$80))/4,0))\n*_xlfn.XLOOKUP(X$6,Daten!$B$151:$M$151,Daten!$B$150:$M$150)*$T17*24/1000)","v":0},{"$f":"IF($D17=\"\",0,(_xlfn.XLOOKUP($D17,Daten!$A$152:$A$154,_xlfn.XLOOKUP(Y$6,Daten!$B$151:$M$151,Daten!$B$152:$M$154))\n+IF($G17>_xlfn.XLOOKUP($D17,GI!$C$77:$G$77,GI!$C$80:$G$80),($G17-_xlfn.XLOOKUP($D17,GI!$C$77:$G$77,GI!$C$80:$G$80))/4,0))\n*_xlfn.XLOOKUP(Y$6,Daten!$B$151:$M$151,Daten!$B$150:$M$150)*$T17*24/1000)","v":0},{"$f":"IF($D17=\"\",0,(_xlfn.XLOOKUP($D17,Daten!$A$152:$A$154,_xlfn.XLOOKUP(Z$6,Daten!$B$151:$M$151,Daten!$B$152:$M$154))\n+IF($G17>_xlfn.XLOOKUP($D17,GI!$C$77:$G$77,GI!$C$80:$G$80),($G17-_xlfn.XLOOKUP($D17,GI!$C$77:$G$77,GI!$C$80:$G$80))/4,0))\n*_xlfn.XLOOKUP(Z$6,Daten!$B$151:$M$151,Daten!$B$150:$M$150)*$T17*24/1000)","v":0},{"$f":"IF($D17=\"\",0,(_xlfn.XLOOKUP($D17,Daten!$A$152:$A$154,_xlfn.XLOOKUP(AA$6,Daten!$B$151:$M$151,Daten!$B$152:$M$154))\n+IF($G17>_xlfn.XLOOKUP($D17,GI!$C$77:$G$77,GI!$C$80:$G$80),($G17-_xlfn.XLOOKUP($D17,GI!$C$77:$G$77,GI!$C$80:$G$80))/4,0))\n*_xlfn.XLOOKUP(AA$6,Daten!$B$151:$M$151,Daten!$B$150:$M$150)*$T17*24/1000)","v":0},{"$f":"IF($D17=\"\",0,(_xlfn.XLOOKUP($D17,Daten!$A$152:$A$154,_xlfn.XLOOKUP(AB$6,Daten!$B$151:$M$151,Daten!$B$152:$M$154))\n+IF($G17>_xlfn.XLOOKUP($D17,GI!$C$77:$G$77,GI!$C$80:$G$80),($G17-_xlfn.XLOOKUP($D17,GI!$C$77:$G$77,GI!$C$80:$G$80))/4,0))\n*_xlfn.XLOOKUP(AB$6,Daten!$B$151:$M$151,Daten!$B$150:$M$150)*$T17*24/1000)","v":0},{"$f":"IF($D17=\"\",0,(_xlfn.XLOOKUP($D17,Daten!$A$152:$A$154,_xlfn.XLOOKUP(AC$6,Daten!$B$151:$M$151,Daten!$B$152:$M$154))\n+IF($G17>_xlfn.XLOOKUP($D17,GI!$C$77:$G$77,GI!$C$80:$G$80),($G17-_xlfn.XLOOKUP($D17,GI!$C$77:$G$77,GI!$C$80:$G$80))/4,0))\n*_xlfn.XLOOKUP(AC$6,Daten!$B$151:$M$151,Daten!$B$150:$M$150)*$T17*24/1000)","v":0},{"$f":"IF($D17=\"\",0,(_xlfn.XLOOKUP($D17,Daten!$A$152:$A$154,_xlfn.XLOOKUP(AD$6,Daten!$B$151:$M$151,Daten!$B$152:$M$154))\n+IF($G17>_xlfn.XLOOKUP($D17,GI!$C$77:$G$77,GI!$C$80:$G$80),($G17-_xlfn.XLOOKUP($D17,GI!$C$77:$G$77,GI!$C$80:$G$80))/4,0))\n*_xlfn.XLOOKUP(AD$6,Daten!$B$151:$M$151,Daten!$B$150:$M$150)*$T17*24/1000)","v":0},{"$f":"IF($D17=\"\",0,(_xlfn.XLOOKUP($D17,Daten!$A$152:$A$154,_xlfn.XLOOKUP(AE$6,Daten!$B$151:$M$151,Daten!$B$152:$M$154))\n+IF($G17>_xlfn.XLOOKUP($D17,GI!$C$77:$G$77,GI!$C$80:$G$80),($G17-_xlfn.XLOOKUP($D17,GI!$C$77:$G$77,GI!$C$80:$G$80))/4,0))\n*_xlfn.XLOOKUP(AE$6,Daten!$B$151:$M$151,Daten!$B$150:$M$150)*$T17*24/1000)","v":0},{"$f":"IF($D17=\"\",0,(_xlfn.XLOOKUP($D17,Daten!$A$152:$A$154,_xlfn.XLOOKUP(AF$6,Daten!$B$151:$M$151,Daten!$B$152:$M$154))\n+IF($G17>_xlfn.XLOOKUP($D17,GI!$C$77:$G$77,GI!$C$80:$G$80),($G17-_xlfn.XLOOKUP($D17,GI!$C$77:$G$77,GI!$C$80:$G$80))/4,0))\n*_xlfn.XLOOKUP(AF$6,Daten!$B$151:$M$151,Daten!$B$150:$M$150)*$T17*24/1000)","v":0},0]
[{"$nulls":19},0,{"$f":"IF($D18=\"\",0,(_xlfn.XLOOKUP($D18,Daten!$A$152:$A$154,_xlfn.XLOOKUP(U$6,Daten!$B$151:$M$151,Daten!$B$152:$M$154))\n+IF($G18>_xlfn.XLOOKUP($D18,GI!$C$77:$G$77,GI!$C$80:$G$80),($G18-_xlfn.XLOOKUP($D18,GI!$C$77:$G$77,GI!$C$80:$G$80))/4,0))\n*_xlfn.XLOOKUP(U$6,Daten!$B$151:$M$151,Daten!$B$150:$M$150)*$T18*24/1000)","v":0},{"$f":"IF($D18=\"\",0,(_xlfn.XLOOKUP($D18,Daten!$A$152:$A$154,_xlfn.XLOOKUP(V$6,Daten!$B$151:$M$151,Daten!$B$152:$M$154))\n+IF($G18>_xlfn.XLOOKUP($D18,GI!$C$77:$G$77,GI!$C$80:$G$80),($G18-_xlfn.XLOOKUP($D18,GI!$C$77:$G$77,GI!$C$80:$G$80))/4,0))\n*_xlfn.XLOOKUP(V$6,Daten!$B$151:$M$151,Daten!$B$150:$M$150)*$T18*24/1000)","v":0},{"$f":"IF($D18=\"\",0,(_xlfn.XLOOKUP($D18,Daten!$A$152:$A$154,_xlfn.XLOOKUP(W$6,Daten!$B$151:$M$151,Daten!$B$152:$M$154))\n+IF($G18>_xlfn.XLOOKUP($D18,GI!$C$77:$G$77,GI!$C$80:$G$80),($G18-_xlfn.XLOOKUP($D18,GI!$C$77:$G$77,GI!$C$80:$G$80))/4,0))\n*_xlfn.XLOOKUP(W$6,Daten!$B$151:$M$151,Daten!$B$150:$M$150)*$T18*24/1000)","v":0},{"$f":"IF($D18=\"\",0,(_xlfn.XLOOKUP($D18,Daten!$A$152:$A$154,_xlfn.XLOOKUP(X$6,Daten!$B$151:$M$151,Daten!$B$152:$M$154))\n+IF($G18>_xlfn.XLOOKUP($D18,GI!$C$77:$G$77,GI!$C$80:$G$80),($G18-_xlfn.XLOOKUP($D18,GI!$C$77:$G$77,GI!$C$80:$G$80))/4,0))\n*_xlfn.XLOOKUP(X$6,Daten!$B$151:$M$151,Daten!$B$150:$M$150)*$T18*24/1000)","v":0},{"$f":"IF($D18=\"\",0,(_xlfn.XLOOKUP($D18,Daten!$A$152:$A$154,_xlfn.XLOOKUP(Y$6,Daten!$B$151:$M$151,Daten!$B$152:$M$154))\n+IF($G18>_xlfn.XLOOKUP($D18,GI!$C$77:$G$77,GI!$C$80:$G$80),($G18-_xlfn.XLOOKUP($D18,GI!$C$77:$G$77,GI!$C$80:$G$80))/4,0))\n*_xlfn.XLOOKUP(Y$6,Daten!$B$151:$M$151,Daten!$B$150:$M$150)*$T18*24/1000)","v":0},{"$f":"IF($D18=\"\",0,(_xlfn.XLOOKUP($D18,Daten!$A$152:$A$154,_xlfn.XLOOKUP(Z$6,Daten!$B$151:$M$151,Daten!$B$152:$M$154))\n+IF($G18>_xlfn.XLOOKUP($D18,GI!$C$77:$G$77,GI!$C$80:$G$80),($G18-_xlfn.XLOOKUP($D18,GI!$C$77:$G$77,GI!$C$80:$G$80))/4,0))\n*_xlfn.XLOOKUP(Z$6,Daten!$B$151:$M$151,Daten!$B$150:$M$150)*$T18*24/1000)","v":0},{"$f":"IF($D18=\"\",0,(_xlfn.XLOOKUP($D18,Daten!$A$152:$A$154,_xlfn.XLOOKUP(AA$6,Daten!$B$151:$M$151,Daten!$B$152:$M$154))\n+IF($G18>_xlfn.XLOOKUP($D18,GI!$C$77:$G$77,GI!$C$80:$G$80),($G18-_xlfn.XLOOKUP($D18,GI!$C$77:$G$77,GI!$C$80:$G$80))/4,0))\n*_xlfn.XLOOKUP(AA$6,Daten!$B$151:$M$151,Daten!$B$150:$M$150)*$T18*24/1000)","v":0},{"$f":"IF($D18=\"\",0,(_xlfn.XLOOKUP($D18,Daten!$A$152:$A$154,_xlfn.XLOOKUP(AB$6,Daten!$B$151:$M$151,Daten!$B$152:$M$154))\n+IF($G18>_xlfn.XLOOKUP($D18,GI!$C$77:$G$77,GI!$C$80:$G$80),($G18-_xlfn.XLOOKUP($D18,GI!$C$77:$G$77,GI!$C$80:$G$80))/4,0))\n*_xlfn.XLOOKUP(AB$6,Daten!$B$151:$M$151,Daten!$B$150:$M$150)*$T18*24/1000)","v":0},{"$f":"IF($D18=\"\",0,(_xlfn.XLOOKUP($D18,Daten!$A$152:$A$154,_xlfn.XLOOKUP(AC$6,Daten!$B$151:$M$151,Daten!$B$152:$M$154))\n+IF($G18>_xlfn.XLOOKUP($D18,GI!$C$77:$G$77,GI!$C$80:$G$80),($G18-_xlfn.XLOOKUP($D18,GI!$C$77:$G$77,GI!$C$80:$G$80))/4,0))\n*_xlfn.XLOOKUP(AC$6,Daten!$B$151:$M$151,Daten!$B$150:$M$150)*$T18*24/1000)","v":0},{"$f":"IF($D18=\"\",0,(_xlfn.XLOOKUP($D18,Daten!$A$152:$A$154,_xlfn.XLOOKUP(AD$6,Daten!$B$151:$M$151,Daten!$B$152:$M$154))\n+IF($G18>_xlfn.XLOOKUP($D18,GI!$C$77:$G$77,GI!$C$80:$G$80),($G18-_xlfn.XLOOKUP($D18,GI!$C$77:$G$77,GI!$C$80:$G$80))/4,0))\n*_xlfn.XLOOKUP(AD$6,Daten!$B$151:$M$151,Daten!$B$150:$M$150)*$T18*24/1000)","v":0},{"$f":"IF($D18=\"\",0,(_xlfn.XLOOKUP($D18,Daten!$A$152:$A$154,_xlfn.XLOOKUP(AE$6,Daten!$B$151:$M$151,Daten!$B$152:$M$154))\n+IF($G18>_xlfn.XLOOKUP($D18,GI!$C$77:$G$77,GI!$C$80:$G$80),($G18-_xlfn.XLOOKUP($D18,GI!$C$77:$G$77,GI!$C$80:$G$80))/4,0))\n*_xlfn.XLOOKUP(AE$6,Daten!$B$151:$M$151,Daten!$B$150:$M$150)*$T18*24/1000)","v":0},{"$f":"IF($D18=\"\",0,(_xlfn.XLOOKUP($D18,Daten!$A$152:$A$154,_xlfn.XLOOKUP(AF$6,Daten!$B$151:$M$151,Daten!$B$152:$M$154))\n+IF($G18>_xlfn.XLOOKUP($D18,GI!$C$77:$G$77,GI!$C$80:$G$80),($G18-_xlfn.XLOOKUP($D18,GI!$C$77:$G$77,GI!$C$80:$G$80))/4,0))\n*_xlfn.XLOOKUP(AF$6,Daten!$B$151:$M$151,Daten!$B$150:$M$150)*$T18*24/1000)","v":0},0]
[]
[null,null,"1.1.1 Fotos, Beschreibungen und Bemerkungen"]
[null,null,"Freitext. "]
[]
[null,null,"1.2 Wände"]
[{"$nulls":19},0,{"$f":"IF($D24=\"\",0,(_xlfn.XLOOKUP($D24,Daten!$A$152:$A$154,_xlfn.XLOOKUP(U$6,Daten!$B$151:$M$151,Daten!$B$152:$M$154))\n+IF($G24>_xlfn.XLOOKUP($D24,GI!$C$77:$G$77,GI!$C$80:$G$80),($G24-_xlfn.XLOOKUP($D24,GI!$C$77:$G$77,GI!$C$80:$G$80))/4,0))\n*_xlfn.XLOOKUP(U$6,Daten!$B$151:$M$151,Daten!$B$150:$M$150)*$T24*24/1000)","v":0},{"$f":"IF($D24=\"\",0,(_xlfn.XLOOKUP($D24,Daten!$A$152:$A$154,_xlfn.XLOOKUP(V$6,Daten!$B$151:$M$151,Daten!$B$152:$M$154))\n+IF($G24>_xlfn.XLOOKUP($D24,GI!$C$77:$G$77,GI!$C$80:$G$80),($G24-_xlfn.XLOOKUP($D24,GI!$C$77:$G$77,GI!$C$80:$G$80))/4,0))\n*_xlfn.XLOOKUP(V$6,Daten!$B$151:$M$151,Daten!$B$150:$M$150)*$T24*24/1000)","v":0},{"$f":"IF($D24=\"\",0,(_xlfn.XLOOKUP($D24,Daten!$A$152:$A$154,_xlfn.XLOOKUP(W$6,Daten!$B$151:$M$151,Daten!$B$152:$M$154))\n+IF($G24>_xlfn.XLOOKUP($D24,GI!$C$77:$G$77,GI!$C$80:$G$80),($G24-_xlfn.XLOOKUP($D24,GI!$C$77:$G$77,GI!$C$80:$G$80))/4,0))\n*_xlfn.XLOOKUP(W$6,Daten!$B$151:$M$151,Daten!$B$150:$M$150)*$T24*24/1000)","v":0},{"$f":"IF($D24=\"\",0,(_xlfn.XLOOKUP($D24,Daten!$A$152:$A$154,_xlfn.XLOOKUP(X$6,Daten!$B$151:$M$151,Daten!$B$152:$M$154))\n+IF($G24>_xlfn.XLOOKUP($D24,GI!$C$77:$G$77,GI!$C$80:$G$80),($G24-_xlfn.XLOOKUP($D24,GI!$C$77:$G$77,GI!$C$80:$G$80))/4,0))\n*_xlfn.XLOOKUP(X$6,Daten!$B$151:$M$151,Daten!$B$150:$M$150)*$T24*24/1000)","v":0},{"$f":"IF($D24=\"\",0,(_xlfn.XLOOKUP($D24,Daten!$A$152:$A$154,_xlfn.XLOOKUP(Y$6,Daten!$B$151:$M$151,Daten!$B$152:$M$154))\n+IF($G24>_xlfn.XLOOKUP($D24,GI!$C$77:$G$77,GI!$C$80:$G$80),($G24-_xlfn.XLOOKUP($D24,GI!$C$77:$G$77,GI!$C$80:$G$80))/4,0))\n*_xlfn.XLOOKUP(Y$6,Daten!$B$151:$M$151,Daten!$B$150:$M$150)*$T24*24/1000)","v":0},{"$f":"IF($D24=\"\",0,(_xlfn.XLOOKUP($D24,Daten!$A$152:$A$154,_xlfn.XLOOKUP(Z$6,Daten!$B$151:$M$151,Daten!$B$152:$M$154))\n+IF($G24>_xlfn.XLOOKUP($D24,GI!$C$77:$G$77,GI!$C$80:$G$80),($G24-_xlfn.XLOOKUP($D24,GI!$C$77:$G$77,GI!$C$80:$G$80))/4,0))\n*_xlfn.XLOOKUP(Z$6,Daten!$B$151:$M$151,Daten!$B$150:$M$150)*$T24*24/1000)","v":0},{"$f":"IF($D24=\"\",0,(_xlfn.XLOOKUP($D24,Daten!$A$152:$A$154,_xlfn.XLOOKUP(AA$6,Daten!$B$151:$M$151,Daten!$B$152:$M$154))\n+IF($G24>_xlfn.XLOOKUP($D24,GI!$C$77:$G$77,GI!$C$80:$G$80),($G24-_xlfn.XLOOKUP($D24,GI!$C$77:$G$77,GI!$C$80:$G$80))/4,0))\n*_xlfn.XLOOKUP(AA$6,Daten!$B$151:$M$151,Daten!$B$150:$M$150)*$T24*24/1000)","v":0},{"$f":"IF($D24=\"\",0,(_xlfn.XLOOKUP($D24,Daten!$A$152:$A$154,_xlfn.XLOOKUP(AB$6,Daten!$B$151:$M$151,Daten!$B$152:$M$154))\n+IF($G24>_xlfn.XLOOKUP($D24,GI!$C$77:$G$77,GI!$C$80:$G$80),($G24-_xlfn.XLOOKUP($D24,GI!$C$77:$G$77,GI!$C$80:$G$80))/4,0))\n*_xlfn.XLOOKUP(AB$6,Daten!$B$151:$M$151,Daten!$B$150:$M$150)*$T24*24/1000)","v":0},{"$f":"IF($D24=\"\",0,(_xlfn.XLOOKUP($D24,Daten!$A$152:$A$154,_xlfn.XLOOKUP(AC$6,Daten!$B$151:$M$151,Daten!$B$152:$M$154))\n+IF($G24>_xlfn.XLOOKUP($D24,GI!$C$77:$G$77,GI!$C$80:$G$80),($G24-_xlfn.XLOOKUP($D24,GI!$C$77:$G$77,GI!$C$80:$G$80))/4,0))\n*_xlfn.XLOOKUP(AC$6,Daten!$B$151:$M$151,Daten!$B$150:$M$150)*$T24*24/1000)","v":0},{"$f":"IF($D24=\"\",0,(_xlfn.XLOOKUP($D24,Daten!$A$152:$A$154,_xlfn.XLOOKUP(AD$6,Daten!$B$151:$M$151,Daten!$B$152:$M$154))\n+IF($G24>_xlfn.XLOOKUP($D24,GI!$C$77:$G$77,GI!$C$80:$G$80),($G24-_xlfn.XLOOKUP($D24,GI!$C$77:$G$77,GI!$C$80:$G$80))/4,0))\n*_xlfn.XLOOKUP(AD$6,Daten!$B$151:$M$151,Daten!$B$150:$M$150)*$T24*24/1000)","v":0},{"$f":"IF($D24=\"\",0,(_xlfn.XLOOKUP($D24,Daten!$A$152:$A$154,_xlfn.XLOOKUP(AE$6,Daten!$B$151:$M$151,Daten!$B$152:$M$154))\n+IF($G24>_xlfn.XLOOKUP($D24,GI!$C$77:$G$77,GI!$C$80:$G$80),($G24-_xlfn.XLOOKUP($D24,GI!$C$77:$G$77,GI!$C$80:$G$80))/4,0))\n*_xlfn.XLOOKUP(AE$6,Daten!$B$151:$M$151,Daten!$B$150:$M$150)*$T24*24/1000)","v":0},{"$f":"IF($D24=\"\",0,(_xlfn.XLOOKUP($D24,Daten!$A$152:$A$154,_xlfn.XLOOKUP(AF$6,Daten!$B$151:$M$151,Daten!$B$152:$M$154))\n+IF($G24>_xlfn.XLOOKUP($D24,GI!$C$77:$G$77,GI!$C$80:$G$80),($G24-_xlfn.XLOOKUP($D24,GI!$C$77:$G$77,GI!$C$80:$G$80))/4,0))\n*_xlfn.XLOOKUP(AF$6,Daten!$B$151:$M$151,Daten!$B$150:$M$150)*$T24*24/1000)","v":0},{"$f":"SUM(U24:AF24)","v":0}]
[{"$nulls":19},0,{"$f":"IF($D25=\"\",0,(_xlfn.XLOOKUP($D25,Daten!$A$152:$A$154,_xlfn.XLOOKUP(U$6,Daten!$B$151:$M$151,Daten!$B$152:$M$154))\n+IF($G25>_xlfn.XLOOKUP($D25,GI!$C$77:$G$77,GI!$C$80:$G$80),($G25-_xlfn.XLOOKUP($D25,GI!$C$77:$G$77,GI!$C$80:$G$80))/4,0))\n*_xlfn.XLOOKUP(U$6,Daten!$B$151:$M$151,Daten!$B$150:$M$150)*$T25*24/1000)","v":0},{"$f":"IF($D25=\"\",0,(_xlfn.XLOOKUP($D25,Daten!$A$152:$A$154,_xlfn.XLOOKUP(V$6,Daten!$B$151:$M$151,Daten!$B$152:$M$154))\n+IF($G25>_xlfn.XLOOKUP($D25,GI!$C$77:$G$77,GI!$C$80:$G$80),($G25-_xlfn.XLOOKUP($D25,GI!$C$77:$G$77,GI!$C$80:$G$80))/4,0))\n*_xlfn.XLOOKUP(V$6,Daten!$B$151:$M$151,Daten!$B$150:$M$150)*$T25*24/1000)","v":0},{"$f":"IF($D25=\"\",0,(_xlfn.XLOOKUP($D25,Daten!$A$152:$A$154,_xlfn.XLOOKUP(W$6,Daten!$B$151:$M$151,Daten!$B$152:$M$154))\n+IF($G25>_xlfn.XLOOKUP($D25,GI!$C$77:$G$77,GI!$C$80:$G$80),($G25-_xlfn.XLOOKUP($D25,GI!$C$77:$G$77,GI!$C$80:$G$80))/4,0))\n*_xlfn.XLOOKUP(W$6,Daten!$B$151:$M$151,Daten!$B$150:$M$150)*$T25*24/1000)","v":0},{"$f":"IF($D25=\"\",0,(_xlfn.XLOOKUP($D25,Daten!$A$152:$A$154,_xlfn.XLOOKUP(X$6,Daten!$B$151:$M$151,Daten!$B$152:$M$154))\n+IF($G25>_xlfn.XLOOKUP($D25,GI!$C$77:$G$77,GI!$C$80:$G$80),($G25-_xlfn.XLOOKUP($D25,GI!$C$77:$G$77,GI!$C$80:$G$80))/4,0))\n*_xlfn.XLOOKUP(X$6,Daten!$B$151:$M$151,Daten!$B$150:$M$150)*$T25*24/1000)","v":0},{"$f":"IF($D25=\"\",0,(_xlfn.XLOOKUP($D25,Daten!$A$152:$A$154,_xlfn.XLOOKUP(Y$6,Daten!$B$151:$M$151,Daten!$B$152:$M$154))\n+IF($G25>_xlfn.XLOOKUP($D25,GI!$C$77:$G$77,GI!$C$80:$G$80),($G25-_xlfn.XLOOKUP($D25,GI!$C$77:$G$77,GI!$C$80:$G$80))/4,0))\n*_xlfn.XLOOKUP(Y$6,Daten!$B$151:$M$151,Daten!$B$150:$M$150)*$T25*24/1000)","v":0},{"$f":"IF($D25=\"\",0,(_xlfn.XLOOKUP($D25,Daten!$A$152:$A$154,_xlfn.XLOOKUP(Z$6,Daten!$B$151:$M$151,Daten!$B$152:$M$154))\n+IF($G25>_xlfn.XLOOKUP($D25,GI!$C$77:$G$77,GI!$C$80:$G$80),($G25-_xlfn.XLOOKUP($D25,GI!$C$77:$G$77,GI!$C$80:$G$80))/4,0))\n*_xlfn.XLOOKUP(Z$6,Daten!$B$151:$M$151,Daten!$B$150:$M$150)*$T25*24/1000)","v":0},{"$f":"IF($D25=\"\",0,(_xlfn.XLOOKUP($D25,Daten!$A$152:$A$154,_xlfn.XLOOKUP(AA$6,Daten!$B$151:$M$151,Daten!$B$152:$M$154))\n+IF($G25>_xlfn.XLOOKUP($D25,GI!$C$77:$G$77,GI!$C$80:$G$80),($G25-_xlfn.XLOOKUP($D25,GI!$C$77:$G$77,GI!$C$80:$G$80))/4,0))\n*_xlfn.XLOOKUP(AA$6,Daten!$B$151:$M$151,Daten!$B$150:$M$150)*$T25*24/1000)","v":0},{"$f":"IF($D25=\"\",0,(_xlfn.XLOOKUP($D25,Daten!$A$152:$A$154,_xlfn.XLOOKUP(AB$6,Daten!$B$151:$M$151,Daten!$B$152:$M$154))\n+IF($G25>_xlfn.XLOOKUP($D25,GI!$C$77:$G$77,GI!$C$80:$G$80),($G25-_xlfn.XLOOKUP($D25,GI!$C$77:$G$77,GI!$C$80:$G$80))/4,0))\n*_xlfn.XLOOKUP(AB$6,Daten!$B$151:$M$151,Daten!$B$150:$M$150)*$T25*24/1000)","v":0},{"$f":"IF($D25=\"\",0,(_xlfn.XLOOKUP($D25,Daten!$A$152:$A$154,_xlfn.XLOOKUP(AC$6,Daten!$B$151:$M$151,Daten!$B$152:$M$154))\n+IF($G25>_xlfn.XLOOKUP($D25,GI!$C$77:$G$77,GI!$C$80:$G$80),($G25-_xlfn.XLOOKUP($D25,GI!$C$77:$G$77,GI!$C$80:$G$80))/4,0))\n*_xlfn.XLOOKUP(AC$6,Daten!$B$151:$M$151,Daten!$B$150:$M$150)*$T25*24/1000)","v":0},{"$f":"IF($D25=\"\",0,(_xlfn.XLOOKUP($D25,Daten!$A$152:$A$154,_xlfn.XLOOKUP(AD$6,Daten!$B$151:$M$151,Daten!$B$152:$M$154))\n+IF($G25>_xlfn.XLOOKUP($D25,GI!$C$77:$G$77,GI!$C$80:$G$80),($G25-_xlfn.XLOOKUP($D25,GI!$C$77:$G$77,GI!$C$80:$G$80))/4,0))\n*_xlfn.XLOOKUP(AD$6,Daten!$B$151:$M$151,Daten!$B$150:$M$150)*$T25*24/1000)","v":0},{"$f":"IF($D25=\"\",0,(_xlfn.XLOOKUP($D25,Daten!$A$152:$A$154,_xlfn.XLOOKUP(AE$6,Daten!$B$151:$M$151,Daten!$B$152:$M$154))\n+IF($G25>_xlfn.XLOOKUP($D25,GI!$C$77:$G$77,GI!$C$80:$G$80),($G25-_xlfn.XLOOKUP($D25,GI!$C$77:$G$77,GI!$C$80:$G$80))/4,0))\n*_xlfn.XLOOKUP(AE$6,Daten!$B$151:$M$151,Daten!$B$150:$M$150)*$T25*24/1000)","v":0},{"$f":"IF($D25=\"\",0,(_xlfn.XLOOKUP($D25,Daten!$A$152:$A$154,_xlfn.XLOOKUP(AF$6,Daten!$B$151:$M$151,Daten!$B$152:$M$154))\n+IF($G25>_xlfn.XLOOKUP($D25,GI!$C$77:$G$77,GI!$C$80:$G$80),($G25-_xlfn.XLOOKUP($D25,GI!$C$77:$G$77,GI!$C$80:$G$80))/4,0))\n*_xlfn.XLOOKUP(AF$6,Daten!$B$151:$M$151,Daten!$B$150:$M$150)*$T25*24/1000)","v":0},0]
[{"$nulls":19},0,{"$f":"IF($D26=\"\",0,(_xlfn.XLOOKUP($D26,Daten!$A$152:$A$154,_xlfn.XLOOKUP(U$6,Daten!$B$151:$M$151,Daten!$B$152:$M$154))\n+IF($G26>_xlfn.XLOOKUP($D26,GI!$C$77:$G$77,GI!$C$80:$G$80),($G26-_xlfn.XLOOKUP($D26,GI!$C$77:$G$77,GI!$C$80:$G$80))/4,0))\n*_xlfn.XLOOKUP(U$6,Daten!$B$151:$M$151,Daten!$B$150:$M$150)*$T26*24/1000)","v":0},{"$f":"IF($D26=\"\",0,(_xlfn.XLOOKUP($D26,Daten!$A$152:$A$154,_xlfn.XLOOKUP(V$6,Daten!$B$151:$M$151,Daten!$B$152:$M$154))\n+IF($G26>_xlfn.XLOOKUP($D26,GI!$C$77:$G$77,GI!$C$80:$G$80),($G26-_xlfn.XLOOKUP($D26,GI!$C$77:$G$77,GI!$C$80:$G$80))/4,0))\n*_xlfn.XLOOKUP(V$6,Daten!$B$151:$M$151,Daten!$B$150:$M$150)*$T26*24/1000)","v":0},{"$f":"IF($D26=\"\",0,(_xlfn.XLOOKUP($D26,Daten!$A$152:$A$154,_xlfn.XLOOKUP(W$6,Daten!$B$151:$M$151,Daten!$B$152:$M$154))\n+IF($G26>_xlfn.XLOOKUP($D26,GI!$C$77:$G$77,GI!$C$80:$G$80),($G26-_xlfn.XLOOKUP($D26,GI!$C$77:$G$77,GI!$C$80:$G$80))/4,0))\n*_xlfn.XLOOKUP(W$6,Daten!$B$151:$M$151,Daten!$B$150:$M$150)*$T26*24/1000)","v":0},{"$f":"IF($D26=\"\",0,(_xlfn.XLOOKUP($D26,Daten!$A$152:$A$154,_xlfn.XLOOKUP(X$6,Daten!$B$151:$M$151,Daten!$B$152:$M$154))\n+IF($G26>_xlfn.XLOOKUP($D26,GI!$C$77:$G$77,GI!$C$80:$G$80),($G26-_xlfn.XLOOKUP($D26,GI!$C$77:$G$77,GI!$C$80:$G$80))/4,0))\n*_xlfn.XLOOKUP(X$6,Daten!$B$151:$M$151,Daten!$B$150:$M$150)*$T26*24/1000)","v":0},{"$f":"IF($D26=\"\",0,(_xlfn.XLOOKUP($D26,Daten!$A$152:$A$154,_xlfn.XLOOKUP(Y$6,Daten!$B$151:$M$151,Daten!$B$152:$M$154))\n+IF($G26>_xlfn.XLOOKUP($D26,GI!$C$77:$G$77,GI!$C$80:$G$80),($G26-_xlfn.XLOOKUP($D26,GI!$C$77:$G$77,GI!$C$80:$G$80))/4,0))\n*_xlfn.XLOOKUP(Y$6,Daten!$B$151:$M$151,Daten!$B$150:$M$150)*$T26*24/1000)","v":0},{"$f":"IF($D26=\"\",0,(_xlfn.XLOOKUP($D26,Daten!$A$152:$A$154,_xlfn.XLOOKUP(Z$6,Daten!$B$151:$M$151,Daten!$B$152:$M$154))\n+IF($G26>_xlfn.XLOOKUP($D26,GI!$C$77:$G$77,GI!$C$80:$G$80),($G26-_xlfn.XLOOKUP($D26,GI!$C$77:$G$77,GI!$C$80:$G$80))/4,0))\n*_xlfn.XLOOKUP(Z$6,Daten!$B$151:$M$151,Daten!$B$150:$M$150)*$T26*24/1000)","v":0},{"$f":"IF($D26=\"\",0,(_xlfn.XLOOKUP($D26,Daten!$A$152:$A$154,_xlfn.XLOOKUP(AA$6,Daten!$B$151:$M$151,Daten!$B$152:$M$154))\n+IF($G26>_xlfn.XLOOKUP($D26,GI!$C$77:$G$77,GI!$C$80:$G$80),($G26-_xlfn.XLOOKUP($D26,GI!$C$77:$G$77,GI!$C$80:$G$80))/4,0))\n*_xlfn.XLOOKUP(AA$6,Daten!$B$151:$M$151,Daten!$B$150:$M$150)*$T26*24/1000)","v":0},{"$f":"IF($D26=\"\",0,(_xlfn.XLOOKUP($D26,Daten!$A$152:$A$154,_xlfn.XLOOKUP(AB$6,Daten!$B$151:$M$151,Daten!$B$152:$M$154))\n+IF($G26>_xlfn.XLOOKUP($D26,GI!$C$77:$G$77,GI!$C$80:$G$80),($G26-_xlfn.XLOOKUP($D26,GI!$C$77:$G$77,GI!$C$80:$G$80))/4,0))\n*_xlfn.XLOOKUP(AB$6,Daten!$B$151:$M$151,Daten!$B$150:$M$150)*$T26*24/1000)","v":0},{"$f":"IF($D26=\"\",0,(_xlfn.XLOOKUP($D26,Daten!$A$152:$A$154,_xlfn.XLOOKUP(AC$6,Daten!$B$151:$M$151,Daten!$B$152:$M$154))\n+IF($G26>_xlfn.XLOOKUP($D26,GI!$C$77:$G$77,GI!$C$80:$G$80),($G26-_xlfn.XLOOKUP($D26,GI!$C$77:$G$77,GI!$C$80:$G$80))/4,0))\n*_xlfn.XLOOKUP(AC$6,Daten!$B$151:$M$151,Daten!$B$150:$M$150)*$T26*24/1000)","v":0},{"$f":"IF($D26=\"\",0,(_xlfn.XLOOKUP($D26,Daten!$A$152:$A$154,_xlfn.XLOOKUP(AD$6,Daten!$B$151:$M$151,Daten!$B$152:$M$154))\n+IF($G26>_xlfn.XLOOKUP($D26,GI!$C$77:$G$77,GI!$C$80:$G$80),($G26-_xlfn.XLOOKUP($D26,GI!$C$77:$G$77,GI!$C$80:$G$80))/4,0))\n*_xlfn.XLOOKUP(AD$6,Daten!$B$151:$M$151,Daten!$B$150:$M$150)*$T26*24/1000)","v":0},{"$f":"IF($D26=\"\",0,(_xlfn.XLOOKUP($D26,Daten!$A$152:$A$154,_xlfn.XLOOKUP(AE$6,Daten!$B$151:$M$151,Daten!$B$152:$M$154))\n+IF($G26>_xlfn.XLOOKUP($D26,GI!$C$77:$G$77,GI!$C$80:$G$80),($G26-_xlfn.XLOOKUP($D26,GI!$C$77:$G$77,GI!$C$80:$G$80))/4,0))\n*_xlfn.XLOOKUP(AE$6,Daten!$B$151:$M$151,Daten!$B$150:$M$150)*$T26*24/1000)","v":0},{"$f":"IF($D26=\"\",0,(_xlfn.XLOOKUP($D26,Daten!$A$152:$A$154,_xlfn.XLOOKUP(AF$6,Daten!$B$151:$M$151,Daten!$B$152:$M$154))\n+IF($G26>_xlfn.XLOOKUP($D26,GI!$C$77:$G$77,GI!$C$80:$G$80),($G26-_xlfn.XLOOKUP($D26,GI!$C$77:$G$77,GI!$C$80:$G$80))/4,0))\n*_xlfn.XLOOKUP(AF$6,Daten!$B$151:$M$151,Daten!$B$150:$M$150)*$T26*24/1000)","v":0},0]
[{"$nulls":19},0,{"$f":"IF($D27=\"\",0,(_xlfn.XLOOKUP($D27,Daten!$A$152:$A$154,_xlfn.XLOOKUP(U$6,Daten!$B$151:$M$151,Daten!$B$152:$M$154))\n+IF($G27>_xlfn.XLOOKUP($D27,GI!$C$77:$G$77,GI!$C$80:$G$80),($G27-_xlfn.XLOOKUP($D27,GI!$C$77:$G$77,GI!$C$80:$G$80))/4,0))\n*_xlfn.XLOOKUP(U$6,Daten!$B$151:$M$151,Daten!$B$150:$M$150)*$T27*24/1000)","v":0},{"$f":"IF($D27=\"\",0,(_xlfn.XLOOKUP($D27,Daten!$A$152:$A$154,_xlfn.XLOOKUP(V$6,Daten!$B$151:$M$151,Daten!$B$152:$M$154))\n+IF($G27>_xlfn.XLOOKUP($D27,GI!$C$77:$G$77,GI!$C$80:$G$80),($G27-_xlfn.XLOOKUP($D27,GI!$C$77:$G$77,GI!$C$80:$G$80))/4,0))\n*_xlfn.XLOOKUP(V$6,Daten!$B$151:$M$151,Daten!$B$150:$M$150)*$T27*24/1000)","v":0},{"$f":"IF($D27=\"\",0,(_xlfn.XLOOKUP($D27,Daten!$A$152:$A$154,_xlfn.XLOOKUP(W$6,Daten!$B$151:$M$151,Daten!$B$152:$M$154))\n+IF($G27>_xlfn.XLOOKUP($D27,GI!$C$77:$G$77,GI!$C$80:$G$80),($G27-_xlfn.XLOOKUP($D27,GI!$C$77:$G$77,GI!$C$80:$G$80))/4,0))\n*_xlfn.XLOOKUP(W$6,Daten!$B$151:$M$151,Daten!$B$150:$M$150)*$T27*24/1000)","v":0},{"$f":"IF($D27=\"\",0,(_xlfn.XLOOKUP($D27,Daten!$A$152:$A$154,_xlfn.XLOOKUP(X$6,Daten!$B$151:$M$151,Daten!$B$152:$M$154))\n+IF($G27>_xlfn.XLOOKUP($D27,GI!$C$77:$G$77,GI!$C$80:$G$80),($G27-_xlfn.XLOOKUP($D27,GI!$C$77:$G$77,GI!$C$80:$G$80))/4,0))\n*_xlfn.XLOOKUP(X$6,Daten!$B$151:$M$151,Daten!$B$150:$M$150)*$T27*24/1000)","v":0},{"$f":"IF($D27=\"\",0,(_xlfn.XLOOKUP($D27,Daten!$A$152:$A$154,_xlfn.XLOOKUP(Y$6,Daten!$B$151:$M$151,Daten!$B$152:$M$154))\n+IF($G27>_xlfn.XLOOKUP($D27,GI!$C$77:$G$77,GI!$C$80:$G$80),($G27-_xlfn.XLOOKUP($D27,GI!$C$77:$G$77,GI!$C$80:$G$80))/4,0))\n*_xlfn.XLOOKUP(Y$6,Daten!$B$151:$M$151,Daten!$B$150:$M$150)*$T27*24/1000)","v":0},{"$f":"IF($D27=\"\",0,(_xlfn.XLOOKUP($D27,Daten!$A$152:$A$154,_xlfn.XLOOKUP(Z$6,Daten!$B$151:$M$151,Daten!$B$152:$M$154))\n+IF($G27>_xlfn.XLOOKUP($D27,GI!$C$77:$G$77,GI!$C$80:$G$80),($G27-_xlfn.XLOOKUP($D27,GI!$C$77:$G$77,GI!$C$80:$G$80))/4,0))\n*_xlfn.XLOOKUP(Z$6,Daten!$B$151:$M$151,Daten!$B$150:$M$150)*$T27*24/1000)","v":0},{"$f":"IF($D27=\"\",0,(_xlfn.XLOOKUP($D27,Daten!$A$152:$A$154,_xlfn.XLOOKUP(AA$6,Daten!$B$151:$M$151,Daten!$B$152:$M$154))\n+IF($G27>_xlfn.XLOOKUP($D27,GI!$C$77:$G$77,GI!$C$80:$G$80),($G27-_xlfn.XLOOKUP($D27,GI!$C$77:$G$77,GI!$C$80:$G$80))/4,0))\n*_xlfn.XLOOKUP(AA$6,Daten!$B$151:$M$151,Daten!$B$150:$M$150)*$T27*24/1000)","v":0},{"$f":"IF($D27=\"\",0,(_xlfn.XLOOKUP($D27,Daten!$A$152:$A$154,_xlfn.XLOOKUP(AB$6,Daten!$B$151:$M$151,Daten!$B$152:$M$154))\n+IF($G27>_xlfn.XLOOKUP($D27,GI!$C$77:$G$77,GI!$C$80:$G$80),($G27-_xlfn.XLOOKUP($D27,GI!$C$77:$G$77,GI!$C$80:$G$80))/4,0))\n*_xlfn.XLOOKUP(AB$6,Daten!$B$151:$M$151,Daten!$B$150:$M$150)*$T27*24/1000)","v":0},{"$f":"IF($D27=\"\",0,(_xlfn.XLOOKUP($D27,Daten!$A$152:$A$154,_xlfn.XLOOKUP(AC$6,Daten!$B$151:$M$151,Daten!$B$152:$M$154))\n+IF($G27>_xlfn.XLOOKUP($D27,GI!$C$77:$G$77,GI!$C$80:$G$80),($G27-_xlfn.XLOOKUP($D27,GI!$C$77:$G$77,GI!$C$80:$G$80))/4,0))\n*_xlfn.XLOOKUP(AC$6,Daten!$B$151:$M$151,Daten!$B$150:$M$150)*$T27*24/1000)","v":0},{"$f":"IF($D27=\"\",0,(_xlfn.XLOOKUP($D27,Daten!$A$152:$A$154,_xlfn.XLOOKUP(AD$6,Daten!$B$151:$M$151,Daten!$B$152:$M$154))\n+IF($G27>_xlfn.XLOOKUP($D27,GI!$C$77:$G$77,GI!$C$80:$G$80),($G27-_xlfn.XLOOKUP($D27,GI!$C$77:$G$77,GI!$C$80:$G$80))/4,0))\n*_xlfn.XLOOKUP(AD$6,Daten!$B$151:$M$151,Daten!$B$150:$M$150)*$T27*24/1000)","v":0},{"$f":"IF($D27=\"\",0,(_xlfn.XLOOKUP($D27,Daten!$A$152:$A$154,_xlfn.XLOOKUP(AE$6,Daten!$B$151:$M$151,Daten!$B$152:$M$154))\n+IF($G27>_xlfn.XLOOKUP($D27,GI!$C$77:$G$77,GI!$C$80:$G$80),($G27-_xlfn.XLOOKUP($D27,GI!$C$77:$G$77,GI!$C$80:$G$80))/4,0))\n*_xlfn.XLOOKUP(AE$6,Daten!$B$151:$M$151,Daten!$B$150:$M$150)*$T27*24/1000)","v":0},{"$f":"IF($D27=\"\",0,(_xlfn.XLOOKUP($D27,Daten!$A$152:$A$154,_xlfn.XLOOKUP(AF$6,Daten!$B$151:$M$151,Daten!$B$152:$M$154))\n+IF($G27>_xlfn.XLOOKUP($D27,GI!$C$77:$G$77,GI!$C$80:$G$80),($G27-_xlfn.XLOOKUP($D27,GI!$C$77:$G$77,GI!$C$80:$G$80))/4,0))\n*_xlfn.XLOOKUP(AF$6,Daten!$B$151:$M$151,Daten!$B$150:$M$150)*$T27*24/1000)","v":0},0]
[{"$nulls":19},0,{"$f":"IF($D28=\"\",0,(_xlfn.XLOOKUP($D28,Daten!$A$152:$A$154,_xlfn.XLOOKUP(U$6,Daten!$B$151:$M$151,Daten!$B$152:$M$154))\n+IF($G28>_xlfn.XLOOKUP($D28,GI!$C$77:$G$77,GI!$C$80:$G$80),($G28-_xlfn.XLOOKUP($D28,GI!$C$77:$G$77,GI!$C$80:$G$80))/4,0))\n*_xlfn.XLOOKUP(U$6,Daten!$B$151:$M$151,Daten!$B$150:$M$150)*$T28*24/1000)","v":0},{"$f":"IF($D28=\"\",0,(_xlfn.XLOOKUP($D28,Daten!$A$152:$A$154,_xlfn.XLOOKUP(V$6,Daten!$B$151:$M$151,Daten!$B$152:$M$154))\n+IF($G28>_xlfn.XLOOKUP($D28,GI!$C$77:$G$77,GI!$C$80:$G$80),($G28-_xlfn.XLOOKUP($D28,GI!$C$77:$G$77,GI!$C$80:$G$80))/4,0))\n*_xlfn.XLOOKUP(V$6,Daten!$B$151:$M$151,Daten!$B$150:$M$150)*$T28*24/1000)","v":0},{"$f":"IF($D28=\"\",0,(_xlfn.XLOOKUP($D28,Daten!$A$152:$A$154,_xlfn.XLOOKUP(W$6,Daten!$B$151:$M$151,Daten!$B$152:$M$154))\n+IF($G28>_xlfn.XLOOKUP($D28,GI!$C$77:$G$77,GI!$C$80:$G$80),($G28-_xlfn.XLOOKUP($D28,GI!$C$77:$G$77,GI!$C$80:$G$80))/4,0))\n*_xlfn.XLOOKUP(W$6,Daten!$B$151:$M$151,Daten!$B$150:$M$150)*$T28*24/1000)","v":0},{"$f":"IF($D28=\"\",0,(_xlfn.XLOOKUP($D28,Daten!$A$152:$A$154,_xlfn.XLOOKUP(X$6,Daten!$B$151:$M$151,Daten!$B$152:$M$154))\n+IF($G28>_xlfn.XLOOKUP($D28,GI!$C$77:$G$77,GI!$C$80:$G$80),($G28-_xlfn.XLOOKUP($D28,GI!$C$77:$G$77,GI!$C$80:$G$80))/4,0))\n*_xlfn.XLOOKUP(X$6,Daten!$B$151:$M$151,Daten!$B$150:$M$150)*$T28*24/1000)","v":0},{"$f":"IF($D28=\"\",0,(_xlfn.XLOOKUP($D28,Daten!$A$152:$A$154,_xlfn.XLOOKUP(Y$6,Daten!$B$151:$M$151,Daten!$B$152:$M$154))\n+IF($G28>_xlfn.XLOOKUP($D28,GI!$C$77:$G$77,GI!$C$80:$G$80),($G28-_xlfn.XLOOKUP($D28,GI!$C$77:$G$77,GI!$C$80:$G$80))/4,0))\n*_xlfn.XLOOKUP(Y$6,Daten!$B$151:$M$151,Daten!$B$150:$M$150)*$T28*24/1000)","v":0},{"$f":"IF($D28=\"\",0,(_xlfn.XLOOKUP($D28,Daten!$A$152:$A$154,_xlfn.XLOOKUP(Z$6,Daten!$B$151:$M$151,Daten!$B$152:$M$154))\n+IF($G28>_xlfn.XLOOKUP($D28,GI!$C$77:$G$77,GI!$C$80:$G$80),($G28-_xlfn.XLOOKUP($D28,GI!$C$77:$G$77,GI!$C$80:$G$80))/4,0))\n*_xlfn.XLOOKUP(Z$6,Daten!$B$151:$M$151,Daten!$B$150:$M$150)*$T28*24/1000)","v":0},{"$f":"IF($D28=\"\",0,(_xlfn.XLOOKUP($D28,Daten!$A$152:$A$154,_xlfn.XLOOKUP(AA$6,Daten!$B$151:$M$151,Daten!$B$152:$M$154))\n+IF($G28>_xlfn.XLOOKUP($D28,GI!$C$77:$G$77,GI!$C$80:$G$80),($G28-_xlfn.XLOOKUP($D28,GI!$C$77:$G$77,GI!$C$80:$G$80))/4,0))\n*_xlfn.XLOOKUP(AA$6,Daten!$B$151:$M$151,Daten!$B$150:$M$150)*$T28*24/1000)","v":0},{"$f":"IF($D28=\"\",0,(_xlfn.XLOOKUP($D28,Daten!$A$152:$A$154,_xlfn.XLOOKUP(AB$6,Daten!$B$151:$M$151,Daten!$B$152:$M$154))\n+IF($G28>_xlfn.XLOOKUP($D28,GI!$C$77:$G$77,GI!$C$80:$G$80),($G28-_xlfn.XLOOKUP($D28,GI!$C$77:$G$77,GI!$C$80:$G$80))/4,0))\n*_xlfn.XLOOKUP(AB$6,Daten!$B$151:$M$151,Daten!$B$150:$M$150)*$T28*24/1000)","v":0},{"$f":"IF($D28=\"\",0,(_xlfn.XLOOKUP($D28,Daten!$A$152:$A$154,_xlfn.XLOOKUP(AC$6,Daten!$B$151:$M$151,Daten!$B$152:$M$154))\n+IF($G28>_xlfn.XLOOKUP($D28,GI!$C$77:$G$77,GI!$C$80:$G$80),($G28-_xlfn.XLOOKUP($D28,GI!$C$77:$G$77,GI!$C$80:$G$80))/4,0))\n*_xlfn.XLOOKUP(AC$6,Daten!$B$151:$M$151,Daten!$B$150:$M$150)*$T28*24/1000)","v":0},{"$f":"IF($D28=\"\",0,(_xlfn.XLOOKUP($D28,Daten!$A$152:$A$154,_xlfn.XLOOKUP(AD$6,Daten!$B$151:$M$151,Daten!$B$152:$M$154))\n+IF($G28>_xlfn.XLOOKUP($D28,GI!$C$77:$G$77,GI!$C$80:$G$80),($G28-_xlfn.XLOOKUP($D28,GI!$C$77:$G$77,GI!$C$80:$G$80))/4,0))\n*_xlfn.XLOOKUP(AD$6,Daten!$B$151:$M$151,Daten!$B$150:$M$150)*$T28*24/1000)","v":0},{"$f":"IF($D28=\"\",0,(_xlfn.XLOOKUP($D28,Daten!$A$152:$A$154,_xlfn.XLOOKUP(AE$6,Daten!$B$151:$M$151,Daten!$B$152:$M$154))\n+IF($G28>_xlfn.XLOOKUP($D28,GI!$C$77:$G$77,GI!$C$80:$G$80),($G28-_xlfn.XLOOKUP($D28,GI!$C$77:$G$77,GI!$C$80:$G$80))/4,0))\n*_xlfn.XLOOKUP(AE$6,Daten!$B$151:$M$151,Daten!$B$150:$M$150)*$T28*24/1000)","v":0},{"$f":"IF($D28=\"\",0,(_xlfn.XLOOKUP($D28,Daten!$A$152:$A$154,_xlfn.XLOOKUP(AF$6,Daten!$B$151:$M$151,Daten!$B$152:$M$154))\n+IF($G28>_xlfn.XLOOKUP($D28,GI!$C$77:$G$77,GI!$C$80:$G$80),($G28-_xlfn.XLOOKUP($D28,GI!$C$77:$G$77,GI!$C$80:$G$80))/4,0))\n*_xlfn.XLOOKUP(AF$6,Daten!$B$151:$M$151,Daten!$B$150:$M$150)*$T28*24/1000)","v":0},0]
[{"$nulls":19},0,{"$f":"IF($D29=\"\",0,(_xlfn.XLOOKUP($D29,Daten!$A$152:$A$154,_xlfn.XLOOKUP(U$6,Daten!$B$151:$M$151,Daten!$B$152:$M$154))\n+IF($G29>_xlfn.XLOOKUP($D29,GI!$C$77:$G$77,GI!$C$80:$G$80),($G29-_xlfn.XLOOKUP($D29,GI!$C$77:$G$77,GI!$C$80:$G$80))/4,0))\n*_xlfn.XLOOKUP(U$6,Daten!$B$151:$M$151,Daten!$B$150:$M$150)*$T29*24/1000)","v":0},{"$f":"IF($D29=\"\",0,(_xlfn.XLOOKUP($D29,Daten!$A$152:$A$154,_xlfn.XLOOKUP(V$6,Daten!$B$151:$M$151,Daten!$B$152:$M$154))\n+IF($G29>_xlfn.XLOOKUP($D29,GI!$C$77:$G$77,GI!$C$80:$G$80),($G29-_xlfn.XLOOKUP($D29,GI!$C$77:$G$77,GI!$C$80:$G$80))/4,0))\n*_xlfn.XLOOKUP(V$6,Daten!$B$151:$M$151,Daten!$B$150:$M$150)*$T29*24/1000)","v":0},{"$f":"IF($D29=\"\",0,(_xlfn.XLOOKUP($D29,Daten!$A$152:$A$154,_xlfn.XLOOKUP(W$6,Daten!$B$151:$M$151,Daten!$B$152:$M$154))\n+IF($G29>_xlfn.XLOOKUP($D29,GI!$C$77:$G$77,GI!$C$80:$G$80),($G29-_xlfn.XLOOKUP($D29,GI!$C$77:$G$77,GI!$C$80:$G$80))/4,0))\n*_xlfn.XLOOKUP(W$6,Daten!$B$151:$M$151,Daten!$B$150:$M$150)*$T29*24/1000)","v":0},{"$f":"IF($D29=\"\",0,(_xlfn.XLOOKUP($D29,Daten!$A$152:$A$154,_xlfn.XLOOKUP(X$6,Daten!$B$151:$M$151,Daten!$B$152:$M$154))\n+IF($G29>_xlfn.XLOOKUP($D29,GI!$C$77:$G$77,GI!$C$80:$G$80),($G29-_xlfn.XLOOKUP($D29,GI!$C$77:$G$77,GI!$C$80:$G$80))/4,0))\n*_xlfn.XLOOKUP(X$6,Daten!$B$151:$M$151,Daten!$B$150:$M$150)*$T29*24/1000)","v":0},{"$f":"IF($D29=\"\",0,(_xlfn.XLOOKUP($D29,Daten!$A$152:$A$154,_xlfn.XLOOKUP(Y$6,Daten!$B$151:$M$151,Daten!$B$152:$M$154))\n+IF($G29>_xlfn.XLOOKUP($D29,GI!$C$77:$G$77,GI!$C$80:$G$80),($G29-_xlfn.XLOOKUP($D29,GI!$C$77:$G$77,GI!$C$80:$G$80))/4,0))\n*_xlfn.XLOOKUP(Y$6,Daten!$B$151:$M$151,Daten!$B$150:$M$150)*$T29*24/1000)","v":0},{"$f":"IF($D29=\"\",0,(_xlfn.XLOOKUP($D29,Daten!$A$152:$A$154,_xlfn.XLOOKUP(Z$6,Daten!$B$151:$M$151,Daten!$B$152:$M$154))\n+IF($G29>_xlfn.XLOOKUP($D29,GI!$C$77:$G$77,GI!$C$80:$G$80),($G29-_xlfn.XLOOKUP($D29,GI!$C$77:$G$77,GI!$C$80:$G$80))/4,0))\n*_xlfn.XLOOKUP(Z$6,Daten!$B$151:$M$151,Daten!$B$150:$M$150)*$T29*24/1000)","v":0},{"$f":"IF($D29=\"\",0,(_xlfn.XLOOKUP($D29,Daten!$A$152:$A$154,_xlfn.XLOOKUP(AA$6,Daten!$B$151:$M$151,Daten!$B$152:$M$154))\n+IF($G29>_xlfn.XLOOKUP($D29,GI!$C$77:$G$77,GI!$C$80:$G$80),($G29-_xlfn.XLOOKUP($D29,GI!$C$77:$G$77,GI!$C$80:$G$80))/4,0))\n*_xlfn.XLOOKUP(AA$6,Daten!$B$151:$M$151,Daten!$B$150:$M$150)*$T29*24/1000)","v":0},{"$f":"IF($D29=\"\",0,(_xlfn.XLOOKUP($D29,Daten!$A$152:$A$154,_xlfn.XLOOKUP(AB$6,Daten!$B$151:$M$151,Daten!$B$152:$M$154))\n+IF($G29>_xlfn.XLOOKUP($D29,GI!$C$77:$G$77,GI!$C$80:$G$80),($G29-_xlfn.XLOOKUP($D29,GI!$C$77:$G$77,GI!$C$80:$G$80))/4,0))\n*_xlfn.XLOOKUP(AB$6,Daten!$B$151:$M$151,Daten!$B$150:$M$150)*$T29*24/1000)","v":0},{"$f":"IF($D29=\"\",0,(_xlfn.XLOOKUP($D29,Daten!$A$152:$A$154,_xlfn.XLOOKUP(AC$6,Daten!$B$151:$M$151,Daten!$B$152:$M$154))\n+IF($G29>_xlfn.XLOOKUP($D29,GI!$C$77:$G$77,GI!$C$80:$G$80),($G29-_xlfn.XLOOKUP($D29,GI!$C$77:$G$77,GI!$C$80:$G$80))/4,0))\n*_xlfn.XLOOKUP(AC$6,Daten!$B$151:$M$151,Daten!$B$150:$M$150)*$T29*24/1000)","v":0},{"$f":"IF($D29=\"\",0,(_xlfn.XLOOKUP($D29,Daten!$A$152:$A$154,_xlfn.XLOOKUP(AD$6,Daten!$B$151:$M$151,Daten!$B$152:$M$154))\n+IF($G29>_xlfn.XLOOKUP($D29,GI!$C$77:$G$77,GI!$C$80:$G$80),($G29-_xlfn.XLOOKUP($D29,GI!$C$77:$G$77,GI!$C$80:$G$80))/4,0))\n*_xlfn.XLOOKUP(AD$6,Daten!$B$151:$M$151,Daten!$B$150:$M$150)*$T29*24/1000)","v":0},{"$f":"IF($D29=\"\",0,(_xlfn.XLOOKUP($D29,Daten!$A$152:$A$154,_xlfn.XLOOKUP(AE$6,Daten!$B$151:$M$151,Daten!$B$152:$M$154))\n+IF($G29>_xlfn.XLOOKUP($D29,GI!$C$77:$G$77,GI!$C$80:$G$80),($G29-_xlfn.XLOOKUP($D29,GI!$C$77:$G$77,GI!$C$80:$G$80))/4,0))\n*_xlfn.XLOOKUP(AE$6,Daten!$B$151:$M$151,Daten!$B$150:$M$150)*$T29*24/1000)","v":0},{"$f":"IF($D29=\"\",0,(_xlfn.XLOOKUP($D29,Daten!$A$152:$A$154,_xlfn.XLOOKUP(AF$6,Daten!$B$151:$M$151,Daten!$B$152:$M$154))\n+IF($G29>_xlfn.XLOOKUP($D29,GI!$C$77:$G$77,GI!$C$80:$G$80),($G29-_xlfn.XLOOKUP($D29,GI!$C$77:$G$77,GI!$C$80:$G$80))/4,0))\n*_xlfn.XLOOKUP(AF$6,Daten!$B$151:$M$151,Daten!$B$150:$M$150)*$T29*24/1000)","v":0},0]
[{"$nulls":19},0,{"$f":"IF($D30=\"\",0,(_xlfn.XLOOKUP($D30,Daten!$A$152:$A$154,_xlfn.XLOOKUP(U$6,Daten!$B$151:$M$151,Daten!$B$152:$M$154))\n+IF($G30>_xlfn.XLOOKUP($D30,GI!$C$77:$G$77,GI!$C$80:$G$80),($G30-_xlfn.XLOOKUP($D30,GI!$C$77:$G$77,GI!$C$80:$G$80))/4,0))\n*_xlfn.XLOOKUP(U$6,Daten!$B$151:$M$151,Daten!$B$150:$M$150)*$T30*24/1000)","v":0},{"$f":"IF($D30=\"\",0,(_xlfn.XLOOKUP($D30,Daten!$A$152:$A$154,_xlfn.XLOOKUP(V$6,Daten!$B$151:$M$151,Daten!$B$152:$M$154))\n+IF($G30>_xlfn.XLOOKUP($D30,GI!$C$77:$G$77,GI!$C$80:$G$80),($G30-_xlfn.XLOOKUP($D30,GI!$C$77:$G$77,GI!$C$80:$G$80))/4,0))\n*_xlfn.XLOOKUP(V$6,Daten!$B$151:$M$151,Daten!$B$150:$M$150)*$T30*24/1000)","v":0},{"$f":"IF($D30=\"\",0,(_xlfn.XLOOKUP($D30,Daten!$A$152:$A$154,_xlfn.XLOOKUP(W$6,Daten!$B$151:$M$151,Daten!$B$152:$M$154))\n+IF($G30>_xlfn.XLOOKUP($D30,GI!$C$77:$G$77,GI!$C$80:$G$80),($G30-_xlfn.XLOOKUP($D30,GI!$C$77:$G$77,GI!$C$80:$G$80))/4,0))\n*_xlfn.XLOOKUP(W$6,Daten!$B$151:$M$151,Daten!$B$150:$M$150)*$T30*24/1000)","v":0},{"$f":"IF($D30=\"\",0,(_xlfn.XLOOKUP($D30,Daten!$A$152:$A$154,_xlfn.XLOOKUP(X$6,Daten!$B$151:$M$151,Daten!$B$152:$M$154))\n+IF($G30>_xlfn.XLOOKUP($D30,GI!$C$77:$G$77,GI!$C$80:$G$80),($G30-_xlfn.XLOOKUP($D30,GI!$C$77:$G$77,GI!$C$80:$G$80))/4,0))\n*_xlfn.XLOOKUP(X$6,Daten!$B$151:$M$151,Daten!$B$150:$M$150)*$T30*24/1000)","v":0},{"$f":"IF($D30=\"\",0,(_xlfn.XLOOKUP($D30,Daten!$A$152:$A$154,_xlfn.XLOOKUP(Y$6,Daten!$B$151:$M$151,Daten!$B$152:$M$154))\n+IF($G30>_xlfn.XLOOKUP($D30,GI!$C$77:$G$77,GI!$C$80:$G$80),($G30-_xlfn.XLOOKUP($D30,GI!$C$77:$G$77,GI!$C$80:$G$80))/4,0))\n*_xlfn.XLOOKUP(Y$6,Daten!$B$151:$M$151,Daten!$B$150:$M$150)*$T30*24/1000)","v":0},{"$f":"IF($D30=\"\",0,(_xlfn.XLOOKUP($D30,Daten!$A$152:$A$154,_xlfn.XLOOKUP(Z$6,Daten!$B$151:$M$151,Daten!$B$152:$M$154))\n+IF($G30>_xlfn.XLOOKUP($D30,GI!$C$77:$G$77,GI!$C$80:$G$80),($G30-_xlfn.XLOOKUP($D30,GI!$C$77:$G$77,GI!$C$80:$G$80))/4,0))\n*_xlfn.XLOOKUP(Z$6,Daten!$B$151:$M$151,Daten!$B$150:$M$150)*$T30*24/1000)","v":0},{"$f":"IF($D30=\"\",0,(_xlfn.XLOOKUP($D30,Daten!$A$152:$A$154,_xlfn.XLOOKUP(AA$6,Daten!$B$151:$M$151,Daten!$B$152:$M$154))\n+IF($G30>_xlfn.XLOOKUP($D30,GI!$C$77:$G$77,GI!$C$80:$G$80),($G30-_xlfn.XLOOKUP($D30,GI!$C$77:$G$77,GI!$C$80:$G$80))/4,0))\n*_xlfn.XLOOKUP(AA$6,Daten!$B$151:$M$151,Daten!$B$150:$M$150)*$T30*24/1000)","v":0},{"$f":"IF($D30=\"\",0,(_xlfn.XLOOKUP($D30,Daten!$A$152:$A$154,_xlfn.XLOOKUP(AB$6,Daten!$B$151:$M$151,Daten!$B$152:$M$154))\n+IF($G30>_xlfn.XLOOKUP($D30,GI!$C$77:$G$77,GI!$C$80:$G$80),($G30-_xlfn.XLOOKUP($D30,GI!$C$77:$G$77,GI!$C$80:$G$80))/4,0))\n*_xlfn.XLOOKUP(AB$6,Daten!$B$151:$M$151,Daten!$B$150:$M$150)*$T30*24/1000)","v":0},{"$f":"IF($D30=\"\",0,(_xlfn.XLOOKUP($D30,Daten!$A$152:$A$154,_xlfn.XLOOKUP(AC$6,Daten!$B$151:$M$151,Daten!$B$152:$M$154))\n+IF($G30>_xlfn.XLOOKUP($D30,GI!$C$77:$G$77,GI!$C$80:$G$80),($G30-_xlfn.XLOOKUP($D30,GI!$C$77:$G$77,GI!$C$80:$G$80))/4,0))\n*_xlfn.XLOOKUP(AC$6,Daten!$B$151:$M$151,Daten!$B$150:$M$150)*$T30*24/1000)","v":0},{"$f":"IF($D30=\"\",0,(_xlfn.XLOOKUP($D30,Daten!$A$152:$A$154,_xlfn.XLOOKUP(AD$6,Daten!$B$151:$M$151,Daten!$B$152:$M$154))\n+IF($G30>_xlfn.XLOOKUP($D30,GI!$C$77:$G$77,GI!$C$80:$G$80),($G30-_xlfn.XLOOKUP($D30,GI!$C$77:$G$77,GI!$C$80:$G$80))/4,0))\n*_xlfn.XLOOKUP(AD$6,Daten!$B$151:$M$151,Daten!$B$150:$M$150)*$T30*24/1000)","v":0},{"$f":"IF($D30=\"\",0,(_xlfn.XLOOKUP($D30,Daten!$A$152:$A$154,_xlfn.XLOOKUP(AE$6,Daten!$B$151:$M$151,Daten!$B$152:$M$154))\n+IF($G30>_xlfn.XLOOKUP($D30,GI!$C$77:$G$77,GI!$C$80:$G$80),($G30-_xlfn.XLOOKUP($D30,GI!$C$77:$G$77,GI!$C$80:$G$80))/4,0))\n*_xlfn.XLOOKUP(AE$6,Daten!$B$151:$M$151,Daten!$B$150:$M$150)*$T30*24/1000)","v":0},{"$f":"IF($D30=\"\",0,(_xlfn.XLOOKUP($D30,Daten!$A$152:$A$154,_xlfn.XLOOKUP(AF$6,Daten!$B$151:$M$151,Daten!$B$152:$M$154))\n+IF($G30>_xlfn.XLOOKUP($D30,GI!$C$77:$G$77,GI!$C$80:$G$80),($G30-_xlfn.XLOOKUP($D30,GI!$C$77:$G$77,GI!$C$80:$G$80))/4,0))\n*_xlfn.XLOOKUP(AF$6,Daten!$B$151:$M$151,Daten!$B$150:$M$150)*$T30*24/1000)","v":0},0]
[{"$nulls":19},0,{"$f":"IF($D31=\"\",0,(_xlfn.XLOOKUP($D31,Daten!$A$152:$A$154,_xlfn.XLOOKUP(U$6,Daten!$B$151:$M$151,Daten!$B$152:$M$154))\n+IF($G31>_xlfn.XLOOKUP($D31,GI!$C$77:$G$77,GI!$C$80:$G$80),($G31-_xlfn.XLOOKUP($D31,GI!$C$77:$G$77,GI!$C$80:$G$80))/4,0))\n*_xlfn.XLOOKUP(U$6,Daten!$B$151:$M$151,Daten!$B$150:$M$150)*$T31*24/1000)","v":0},{"$f":"IF($D31=\"\",0,(_xlfn.XLOOKUP($D31,Daten!$A$152:$A$154,_xlfn.XLOOKUP(V$6,Daten!$B$151:$M$151,Daten!$B$152:$M$154))\n+IF($G31>_xlfn.XLOOKUP($D31,GI!$C$77:$G$77,GI!$C$80:$G$80),($G31-_xlfn.XLOOKUP($D31,GI!$C$77:$G$77,GI!$C$80:$G$80))/4,0))\n*_xlfn.XLOOKUP(V$6,Daten!$B$151:$M$151,Daten!$B$150:$M$150)*$T31*24/1000)","v":0},{"$f":"IF($D31=\"\",0,(_xlfn.XLOOKUP($D31,Daten!$A$152:$A$154,_xlfn.XLOOKUP(W$6,Daten!$B$151:$M$151,Daten!$B$152:$M$154))\n+IF($G31>_xlfn.XLOOKUP($D31,GI!$C$77:$G$77,GI!$C$80:$G$80),($G31-_xlfn.XLOOKUP($D31,GI!$C$77:$G$77,GI!$C$80:$G$80))/4,0))\n*_xlfn.XLOOKUP(W$6,Daten!$B$151:$M$151,Daten!$B$150:$M$150)*$T31*24/1000)","v":0},{"$f":"IF($D31=\"\",0,(_xlfn.XLOOKUP($D31,Daten!$A$152:$A$154,_xlfn.XLOOKUP(X$6,Daten!$B$151:$M$151,Daten!$B$152:$M$154))\n+IF($G31>_xlfn.XLOOKUP($D31,GI!$C$77:$G$77,GI!$C$80:$G$80),($G31-_xlfn.XLOOKUP($D31,GI!$C$77:$G$77,GI!$C$80:$G$80))/4,0))\n*_xlfn.XLOOKUP(X$6,Daten!$B$151:$M$151,Daten!$B$150:$M$150)*$T31*24/1000)","v":0},{"$f":"IF($D31=\"\",0,(_xlfn.XLOOKUP($D31,Daten!$A$152:$A$154,_xlfn.XLOOKUP(Y$6,Daten!$B$151:$M$151,Daten!$B$152:$M$154))\n+IF($G31>_xlfn.XLOOKUP($D31,GI!$C$77:$G$77,GI!$C$80:$G$80),($G31-_xlfn.XLOOKUP($D31,GI!$C$77:$G$77,GI!$C$80:$G$80))/4,0))\n*_xlfn.XLOOKUP(Y$6,Daten!$B$151:$M$151,Daten!$B$150:$M$150)*$T31*24/1000)","v":0},{"$f":"IF($D31=\"\",0,(_xlfn.XLOOKUP($D31,Daten!$A$152:$A$154,_xlfn.XLOOKUP(Z$6,Daten!$B$151:$M$151,Daten!$B$152:$M$154))\n+IF($G31>_xlfn.XLOOKUP($D31,GI!$C$77:$G$77,GI!$C$80:$G$80),($G31-_xlfn.XLOOKUP($D31,GI!$C$77:$G$77,GI!$C$80:$G$80))/4,0))\n*_xlfn.XLOOKUP(Z$6,Daten!$B$151:$M$151,Daten!$B$150:$M$150)*$T31*24/1000)","v":0},{"$f":"IF($D31=\"\",0,(_xlfn.XLOOKUP($D31,Daten!$A$152:$A$154,_xlfn.XLOOKUP(AA$6,Daten!$B$151:$M$151,Daten!$B$152:$M$154))\n+IF($G31>_xlfn.XLOOKUP($D31,GI!$C$77:$G$77,GI!$C$80:$G$80),($G31-_xlfn.XLOOKUP($D31,GI!$C$77:$G$77,GI!$C$80:$G$80))/4,0))\n*_xlfn.XLOOKUP(AA$6,Daten!$B$151:$M$151,Daten!$B$150:$M$150)*$T31*24/1000)","v":0},{"$f":"IF($D31=\"\",0,(_xlfn.XLOOKUP($D31,Daten!$A$152:$A$154,_xlfn.XLOOKUP(AB$6,Daten!$B$151:$M$151,Daten!$B$152:$M$154))\n+IF($G31>_xlfn.XLOOKUP($D31,GI!$C$77:$G$77,GI!$C$80:$G$80),($G31-_xlfn.XLOOKUP($D31,GI!$C$77:$G$77,GI!$C$80:$G$80))/4,0))\n*_xlfn.XLOOKUP(AB$6,Daten!$B$151:$M$151,Daten!$B$150:$M$150)*$T31*24/1000)","v":0},{"$f":"IF($D31=\"\",0,(_xlfn.XLOOKUP($D31,Daten!$A$152:$A$154,_xlfn.XLOOKUP(AC$6,Daten!$B$151:$M$151,Daten!$B$152:$M$154))\n+IF($G31>_xlfn.XLOOKUP($D31,GI!$C$77:$G$77,GI!$C$80:$G$80),($G31-_xlfn.XLOOKUP($D31,GI!$C$77:$G$77,GI!$C$80:$G$80))/4,0))\n*_xlfn.XLOOKUP(AC$6,Daten!$B$151:$M$151,Daten!$B$150:$M$150)*$T31*24/1000)","v":0},{"$f":"IF($D31=\"\",0,(_xlfn.XLOOKUP($D31,Daten!$A$152:$A$154,_xlfn.XLOOKUP(AD$6,Daten!$B$151:$M$151,Daten!$B$152:$M$154))\n+IF($G31>_xlfn.XLOOKUP($D31,GI!$C$77:$G$77,GI!$C$80:$G$80),($G31-_xlfn.XLOOKUP($D31,GI!$C$77:$G$77,GI!$C$80:$G$80))/4,0))\n*_xlfn.XLOOKUP(AD$6,Daten!$B$151:$M$151,Daten!$B$150:$M$150)*$T31*24/1000)","v":0},{"$f":"IF($D31=\"\",0,(_xlfn.XLOOKUP($D31,Daten!$A$152:$A$154,_xlfn.XLOOKUP(AE$6,Daten!$B$151:$M$151,Daten!$B$152:$M$154))\n+IF($G31>_xlfn.XLOOKUP($D31,GI!$C$77:$G$77,GI!$C$80:$G$80),($G31-_xlfn.XLOOKUP($D31,GI!$C$77:$G$77,GI!$C$80:$G$80))/4,0))\n*_xlfn.XLOOKUP(AE$6,Daten!$B$151:$M$151,Daten!$B$150:$M$150)*$T31*24/1000)","v":0},{"$f":"IF($D31=\"\",0,(_xlfn.XLOOKUP($D31,Daten!$A$152:$A$154,_xlfn.XLOOKUP(AF$6,Daten!$B$151:$M$151,Daten!$B$152:$M$154))\n+IF($G31>_xlfn.XLOOKUP($D31,GI!$C$77:$G$77,GI!$C$80:$G$80),($G31-_xlfn.XLOOKUP($D31,GI!$C$77:$G$77,GI!$C$80:$G$80))/4,0))\n*_xlfn.XLOOKUP(AF$6,Daten!$B$151:$M$151,Daten!$B$150:$M$150)*$T31*24/1000)","v":0},0]
[{"$nulls":19},0,{"$f":"IF($D32=\"\",0,(_xlfn.XLOOKUP($D32,Daten!$A$152:$A$154,_xlfn.XLOOKUP(U$6,Daten!$B$151:$M$151,Daten!$B$152:$M$154))\n+IF($G32>_xlfn.XLOOKUP($D32,GI!$C$77:$G$77,GI!$C$80:$G$80),($G32-_xlfn.XLOOKUP($D32,GI!$C$77:$G$77,GI!$C$80:$G$80))/4,0))\n*_xlfn.XLOOKUP(U$6,Daten!$B$151:$M$151,Daten!$B$150:$M$150)*$T32*24/1000)","v":0},{"$f":"IF($D32=\"\",0,(_xlfn.XLOOKUP($D32,Daten!$A$152:$A$154,_xlfn.XLOOKUP(V$6,Daten!$B$151:$M$151,Daten!$B$152:$M$154))\n+IF($G32>_xlfn.XLOOKUP($D32,GI!$C$77:$G$77,GI!$C$80:$G$80),($G32-_xlfn.XLOOKUP($D32,GI!$C$77:$G$77,GI!$C$80:$G$80))/4,0))\n*_xlfn.XLOOKUP(V$6,Daten!$B$151:$M$151,Daten!$B$150:$M$150)*$T32*24/1000)","v":0},{"$f":"IF($D32=\"\",0,(_xlfn.XLOOKUP($D32,Daten!$A$152:$A$154,_xlfn.XLOOKUP(W$6,Daten!$B$151:$M$151,Daten!$B$152:$M$154))\n+IF($G32>_xlfn.XLOOKUP($D32,GI!$C$77:$G$77,GI!$C$80:$G$80),($G32-_xlfn.XLOOKUP($D32,GI!$C$77:$G$77,GI!$C$80:$G$80))/4,0))\n*_xlfn.XLOOKUP(W$6,Daten!$B$151:$M$151,Daten!$B$150:$M$150)*$T32*24/1000)","v":0},{"$f":"IF($D32=\"\",0,(_xlfn.XLOOKUP($D32,Daten!$A$152:$A$154,_xlfn.XLOOKUP(X$6,Daten!$B$151:$M$151,Daten!$B$152:$M$154))\n+IF($G32>_xlfn.XLOOKUP($D32,GI!$C$77:$G$77,GI!$C$80:$G$80),($G32-_xlfn.XLOOKUP($D32,GI!$C$77:$G$77,GI!$C$80:$G$80))/4,0))\n*_xlfn.XLOOKUP(X$6,Daten!$B$151:$M$151,Daten!$B$150:$M$150)*$T32*24/1000)","v":0},{"$f":"IF($D32=\"\",0,(_xlfn.XLOOKUP($D32,Daten!$A$152:$A$154,_xlfn.XLOOKUP(Y$6,Daten!$B$151:$M$151,Daten!$B$152:$M$154))\n+IF($G32>_xlfn.XLOOKUP($D32,GI!$C$77:$G$77,GI!$C$80:$G$80),($G32-_xlfn.XLOOKUP($D32,GI!$C$77:$G$77,GI!$C$80:$G$80))/4,0))\n*_xlfn.XLOOKUP(Y$6,Daten!$B$151:$M$151,Daten!$B$150:$M$150)*$T32*24/1000)","v":0},{"$f":"IF($D32=\"\",0,(_xlfn.XLOOKUP($D32,Daten!$A$152:$A$154,_xlfn.XLOOKUP(Z$6,Daten!$B$151:$M$151,Daten!$B$152:$M$154))\n+IF($G32>_xlfn.XLOOKUP($D32,GI!$C$77:$G$77,GI!$C$80:$G$80),($G32-_xlfn.XLOOKUP($D32,GI!$C$77:$G$77,GI!$C$80:$G$80))/4,0))\n*_xlfn.XLOOKUP(Z$6,Daten!$B$151:$M$151,Daten!$B$150:$M$150)*$T32*24/1000)","v":0},{"$f":"IF($D32=\"\",0,(_xlfn.XLOOKUP($D32,Daten!$A$152:$A$154,_xlfn.XLOOKUP(AA$6,Daten!$B$151:$M$151,Daten!$B$152:$M$154))\n+IF($G32>_xlfn.XLOOKUP($D32,GI!$C$77:$G$77,GI!$C$80:$G$80),($G32-_xlfn.XLOOKUP($D32,GI!$C$77:$G$77,GI!$C$80:$G$80))/4,0))\n*_xlfn.XLOOKUP(AA$6,Daten!$B$151:$M$151,Daten!$B$150:$M$150)*$T32*24/1000)","v":0},{"$f":"IF($D32=\"\",0,(_xlfn.XLOOKUP($D32,Daten!$A$152:$A$154,_xlfn.XLOOKUP(AB$6,Daten!$B$151:$M$151,Daten!$B$152:$M$154))\n+IF($G32>_xlfn.XLOOKUP($D32,GI!$C$77:$G$77,GI!$C$80:$G$80),($G32-_xlfn.XLOOKUP($D32,GI!$C$77:$G$77,GI!$C$80:$G$80))/4,0))\n*_xlfn.XLOOKUP(AB$6,Daten!$B$151:$M$151,Daten!$B$150:$M$150)*$T32*24/1000)","v":0},{"$f":"IF($D32=\"\",0,(_xlfn.XLOOKUP($D32,Daten!$A$152:$A$154,_xlfn.XLOOKUP(AC$6,Daten!$B$151:$M$151,Daten!$B$152:$M$154))\n+IF($G32>_xlfn.XLOOKUP($D32,GI!$C$77:$G$77,GI!$C$80:$G$80),($G32-_xlfn.XLOOKUP($D32,GI!$C$77:$G$77,GI!$C$80:$G$80))/4,0))\n*_xlfn.XLOOKUP(AC$6,Daten!$B$151:$M$151,Daten!$B$150:$M$150)*$T32*24/1000)","v":0},{"$f":"IF($D32=\"\",0,(_xlfn.XLOOKUP($D32,Daten!$A$152:$A$154,_xlfn.XLOOKUP(AD$6,Daten!$B$151:$M$151,Daten!$B$152:$M$154))\n+IF($G32>_xlfn.XLOOKUP($D32,GI!$C$77:$G$77,GI!$C$80:$G$80),($G32-_xlfn.XLOOKUP($D32,GI!$C$77:$G$77,GI!$C$80:$G$80))/4,0))\n*_xlfn.XLOOKUP(AD$6,Daten!$B$151:$M$151,Daten!$B$150:$M$150)*$T32*24/1000)","v":0},{"$f":"IF($D32=\"\",0,(_xlfn.XLOOKUP($D32,Daten!$A$152:$A$154,_xlfn.XLOOKUP(AE$6,Daten!$B$151:$M$151,Daten!$B$152:$M$154))\n+IF($G32>_xlfn.XLOOKUP($D32,GI!$C$77:$G$77,GI!$C$80:$G$80),($G32-_xlfn.XLOOKUP($D32,GI!$C$77:$G$77,GI!$C$80:$G$80))/4,0))\n*_xlfn.XLOOKUP(AE$6,Daten!$B$151:$M$151,Daten!$B$150:$M$150)*$T32*24/1000)","v":0},{"$f":"IF($D32=\"\",0,(_xlfn.XLOOKUP($D32,Daten!$A$152:$A$154,_xlfn.XLOOKUP(AF$6,Daten!$B$151:$M$151,Daten!$B$152:$M$154))\n+IF($G32>_xlfn.XLOOKUP($D32,GI!$C$77:$G$77,GI!$C$80:$G$80),($G32-_xlfn.XLOOKUP($D32,GI!$C$77:$G$77,GI!$C$80:$G$80))/4,0))\n*_xlfn.XLOOKUP(AF$6,Daten!$B$151:$M$151,Daten!$B$150:$M$150)*$T32*24/1000)","v":0},0]
[{"$nulls":19},0,{"$f":"IF($D33=\"\",0,(_xlfn.XLOOKUP($D33,Daten!$A$152:$A$154,_xlfn.XLOOKUP(U$6,Daten!$B$151:$M$151,Daten!$B$152:$M$154))\n+IF($G33>_xlfn.XLOOKUP($D33,GI!$C$77:$G$77,GI!$C$80:$G$80),($G33-_xlfn.XLOOKUP($D33,GI!$C$77:$G$77,GI!$C$80:$G$80))/4,0))\n*_xlfn.XLOOKUP(U$6,Daten!$B$151:$M$151,Daten!$B$150:$M$150)*$T33*24/1000)","v":0},{"$f":"IF($D33=\"\",0,(_xlfn.XLOOKUP($D33,Daten!$A$152:$A$154,_xlfn.XLOOKUP(V$6,Daten!$B$151:$M$151,Daten!$B$152:$M$154))\n+IF($G33>_xlfn.XLOOKUP($D33,GI!$C$77:$G$77,GI!$C$80:$G$80),($G33-_xlfn.XLOOKUP($D33,GI!$C$77:$G$77,GI!$C$80:$G$80))/4,0))\n*_xlfn.XLOOKUP(V$6,Daten!$B$151:$M$151,Daten!$B$150:$M$150)*$T33*24/1000)","v":0},{"$f":"IF($D33=\"\",0,(_xlfn.XLOOKUP($D33,Daten!$A$152:$A$154,_xlfn.XLOOKUP(W$6,Daten!$B$151:$M$151,Daten!$B$152:$M$154))\n+IF($G33>_xlfn.XLOOKUP($D33,GI!$C$77:$G$77,GI!$C$80:$G$80),($G33-_xlfn.XLOOKUP($D33,GI!$C$77:$G$77,GI!$C$80:$G$80))/4,0))\n*_xlfn.XLOOKUP(W$6,Daten!$B$151:$M$151,Daten!$B$150:$M$150)*$T33*24/1000)","v":0},{"$f":"IF($D33=\"\",0,(_xlfn.XLOOKUP($D33,Daten!$A$152:$A$154,_xlfn.XLOOKUP(X$6,Daten!$B$151:$M$151,Daten!$B$152:$M$154))\n+IF($G33>_xlfn.XLOOKUP($D33,GI!$C$77:$G$77,GI!$C$80:$G$80),($G33-_xlfn.XLOOKUP($D33,GI!$C$77:$G$77,GI!$C$80:$G$80))/4,0))\n*_xlfn.XLOOKUP(X$6,Daten!$B$151:$M$151,Daten!$B$150:$M$150)*$T33*24/1000)","v":0},{"$f":"IF($D33=\"\",0,(_xlfn.XLOOKUP($D33,Daten!$A$152:$A$154,_xlfn.XLOOKUP(Y$6,Daten!$B$151:$M$151,Daten!$B$152:$M$154))\n+IF($G33>_xlfn.XLOOKUP($D33,GI!$C$77:$G$77,GI!$C$80:$G$80),($G33-_xlfn.XLOOKUP($D33,GI!$C$77:$G$77,GI!$C$80:$G$80))/4,0))\n*_xlfn.XLOOKUP(Y$6,Daten!$B$151:$M$151,Daten!$B$150:$M$150)*$T33*24/1000)","v":0},{"$f":"IF($D33=\"\",0,(_xlfn.XLOOKUP($D33,Daten!$A$152:$A$154,_xlfn.XLOOKUP(Z$6,Daten!$B$151:$M$151,Daten!$B$152:$M$154))\n+IF($G33>_xlfn.XLOOKUP($D33,GI!$C$77:$G$77,GI!$C$80:$G$80),($G33-_xlfn.XLOOKUP($D33,GI!$C$77:$G$77,GI!$C$80:$G$80))/4,0))\n*_xlfn.XLOOKUP(Z$6,Daten!$B$151:$M$151,Daten!$B$150:$M$150)*$T33*24/1000)","v":0},{"$f":"IF($D33=\"\",0,(_xlfn.XLOOKUP($D33,Daten!$A$152:$A$154,_xlfn.XLOOKUP(AA$6,Daten!$B$151:$M$151,Daten!$B$152:$M$154))\n+IF($G33>_xlfn.XLOOKUP($D33,GI!$C$77:$G$77,GI!$C$80:$G$80),($G33-_xlfn.XLOOKUP($D33,GI!$C$77:$G$77,GI!$C$80:$G$80))/4,0))\n*_xlfn.XLOOKUP(AA$6,Daten!$B$151:$M$151,Daten!$B$150:$M$150)*$T33*24/1000)","v":0},{"$f":"IF($D33=\"\",0,(_xlfn.XLOOKUP($D33,Daten!$A$152:$A$154,_xlfn.XLOOKUP(AB$6,Daten!$B$151:$M$151,Daten!$B$152:$M$154))\n+IF($G33>_xlfn.XLOOKUP($D33,GI!$C$77:$G$77,GI!$C$80:$G$80),($G33-_xlfn.XLOOKUP($D33,GI!$C$77:$G$77,GI!$C$80:$G$80))/4,0))\n*_xlfn.XLOOKUP(AB$6,Daten!$B$151:$M$151,Daten!$B$150:$M$150)*$T33*24/1000)","v":0},{"$f":"IF($D33=\"\",0,(_xlfn.XLOOKUP($D33,Daten!$A$152:$A$154,_xlfn.XLOOKUP(AC$6,Daten!$B$151:$M$151,Daten!$B$152:$M$154))\n+IF($G33>_xlfn.XLOOKUP($D33,GI!$C$77:$G$77,GI!$C$80:$G$80),($G33-_xlfn.XLOOKUP($D33,GI!$C$77:$G$77,GI!$C$80:$G$80))/4,0))\n*_xlfn.XLOOKUP(AC$6,Daten!$B$151:$M$151,Daten!$B$150:$M$150)*$T33*24/1000)","v":0},{"$f":"IF($D33=\"\",0,(_xlfn.XLOOKUP($D33,Daten!$A$152:$A$154,_xlfn.XLOOKUP(AD$6,Daten!$B$151:$M$151,Daten!$B$152:$M$154))\n+IF($G33>_xlfn.XLOOKUP($D33,GI!$C$77:$G$77,GI!$C$80:$G$80),($G33-_xlfn.XLOOKUP($D33,GI!$C$77:$G$77,GI!$C$80:$G$80))/4,0))\n*_xlfn.XLOOKUP(AD$6,Daten!$B$151:$M$151,Daten!$B$150:$M$150)*$T33*24/1000)","v":0},{"$f":"IF($D33=\"\",0,(_xlfn.XLOOKUP($D33,Daten!$A$152:$A$154,_xlfn.XLOOKUP(AE$6,Daten!$B$151:$M$151,Daten!$B$152:$M$154))\n+IF($G33>_xlfn.XLOOKUP($D33,GI!$C$77:$G$77,GI!$C$80:$G$80),($G33-_xlfn.XLOOKUP($D33,GI!$C$77:$G$77,GI!$C$80:$G$80))/4,0))\n*_xlfn.XLOOKUP(AE$6,Daten!$B$151:$M$151,Daten!$B$150:$M$150)*$T33*24/1000)","v":0},{"$f":"IF($D33=\"\",0,(_xlfn.XLOOKUP($D33,Daten!$A$152:$A$154,_xlfn.XLOOKUP(AF$6,Daten!$B$151:$M$151,Daten!$B$152:$M$154))\n+IF($G33>_xlfn.XLOOKUP($D33,GI!$C$77:$G$77,GI!$C$80:$G$80),($G33-_xlfn.XLOOKUP($D33,GI!$C$77:$G$77,GI!$C$80:$G$80))/4,0))\n*_xlfn.XLOOKUP(AF$6,Daten!$B$151:$M$151,Daten!$B$150:$M$150)*$T33*24/1000)","v":0},0]
[{"$nulls":19},0,{"$f":"IF($D34=\"\",0,(_xlfn.XLOOKUP($D34,Daten!$A$152:$A$154,_xlfn.XLOOKUP(U$6,Daten!$B$151:$M$151,Daten!$B$152:$M$154))\n+IF($G34>_xlfn.XLOOKUP($D34,GI!$C$77:$G$77,GI!$C$80:$G$80),($G34-_xlfn.XLOOKUP($D34,GI!$C$77:$G$77,GI!$C$80:$G$80))/4,0))\n*_xlfn.XLOOKUP(U$6,Daten!$B$151:$M$151,Daten!$B$150:$M$150)*$T34*24/1000)","v":0},{"$f":"IF($D34=\"\",0,(_xlfn.XLOOKUP($D34,Daten!$A$152:$A$154,_xlfn.XLOOKUP(V$6,Daten!$B$151:$M$151,Daten!$B$152:$M$154))\n+IF($G34>_xlfn.XLOOKUP($D34,GI!$C$77:$G$77,GI!$C$80:$G$80),($G34-_xlfn.XLOOKUP($D34,GI!$C$77:$G$77,GI!$C$80:$G$80))/4,0))\n*_xlfn.XLOOKUP(V$6,Daten!$B$151:$M$151,Daten!$B$150:$M$150)*$T34*24/1000)","v":0},{"$f":"IF($D34=\"\",0,(_xlfn.XLOOKUP($D34,Daten!$A$152:$A$154,_xlfn.XLOOKUP(W$6,Daten!$B$151:$M$151,Daten!$B$152:$M$154))\n+IF($G34>_xlfn.XLOOKUP($D34,GI!$C$77:$G$77,GI!$C$80:$G$80),($G34-_xlfn.XLOOKUP($D34,GI!$C$77:$G$77,GI!$C$80:$G$80))/4,0))\n*_xlfn.XLOOKUP(W$6,Daten!$B$151:$M$151,Daten!$B$150:$M$150)*$T34*24/1000)","v":0},{"$f":"IF($D34=\"\",0,(_xlfn.XLOOKUP($D34,Daten!$A$152:$A$154,_xlfn.XLOOKUP(X$6,Daten!$B$151:$M$151,Daten!$B$152:$M$154))\n+IF($G34>_xlfn.XLOOKUP($D34,GI!$C$77:$G$77,GI!$C$80:$G$80),($G34-_xlfn.XLOOKUP($D34,GI!$C$77:$G$77,GI!$C$80:$G$80))/4,0))\n*_xlfn.XLOOKUP(X$6,Daten!$B$151:$M$151,Daten!$B$150:$M$150)*$T34*24/1000)","v":0},{"$f":"IF($D34=\"\",0,(_xlfn.XLOOKUP($D34,Daten!$A$152:$A$154,_xlfn.XLOOKUP(Y$6,Daten!$B$151:$M$151,Daten!$B$152:$M$154))\n+IF($G34>_xlfn.XLOOKUP($D34,GI!$C$77:$G$77,GI!$C$80:$G$80),($G34-_xlfn.XLOOKUP($D34,GI!$C$77:$G$77,GI!$C$80:$G$80))/4,0))\n*_xlfn.XLOOKUP(Y$6,Daten!$B$151:$M$151,Daten!$B$150:$M$150)*$T34*24/1000)","v":0},{"$f":"IF($D34=\"\",0,(_xlfn.XLOOKUP($D34,Daten!$A$152:$A$154,_xlfn.XLOOKUP(Z$6,Daten!$B$151:$M$151,Daten!$B$152:$M$154))\n+IF($G34>_xlfn.XLOOKUP($D34,GI!$C$77:$G$77,GI!$C$80:$G$80),($G34-_xlfn.XLOOKUP($D34,GI!$C$77:$G$77,GI!$C$80:$G$80))/4,0))\n*_xlfn.XLOOKUP(Z$6,Daten!$B$151:$M$151,Daten!$B$150:$M$150)*$T34*24/1000)","v":0},{"$f":"IF($D34=\"\",0,(_xlfn.XLOOKUP($D34,Daten!$A$152:$A$154,_xlfn.XLOOKUP(AA$6,Daten!$B$151:$M$151,Daten!$B$152:$M$154))\n+IF($G34>_xlfn.XLOOKUP($D34,GI!$C$77:$G$77,GI!$C$80:$G$80),($G34-_xlfn.XLOOKUP($D34,GI!$C$77:$G$77,GI!$C$80:$G$80))/4,0))\n*_xlfn.XLOOKUP(AA$6,Daten!$B$151:$M$151,Daten!$B$150:$M$150)*$T34*24/1000)","v":0},{"$f":"IF($D34=\"\",0,(_xlfn.XLOOKUP($D34,Daten!$A$152:$A$154,_xlfn.XLOOKUP(AB$6,Daten!$B$151:$M$151,Daten!$B$152:$M$154))\n+IF($G34>_xlfn.XLOOKUP($D34,GI!$C$77:$G$77,GI!$C$80:$G$80),($G34-_xlfn.XLOOKUP($D34,GI!$C$77:$G$77,GI!$C$80:$G$80))/4,0))\n*_xlfn.XLOOKUP(AB$6,Daten!$B$151:$M$151,Daten!$B$150:$M$150)*$T34*24/1000)","v":0},{"$f":"IF($D34=\"\",0,(_xlfn.XLOOKUP($D34,Daten!$A$152:$A$154,_xlfn.XLOOKUP(AC$6,Daten!$B$151:$M$151,Daten!$B$152:$M$154))\n+IF($G34>_xlfn.XLOOKUP($D34,GI!$C$77:$G$77,GI!$C$80:$G$80),($G34-_xlfn.XLOOKUP($D34,GI!$C$77:$G$77,GI!$C$80:$G$80))/4,0))\n*_xlfn.XLOOKUP(AC$6,Daten!$B$151:$M$151,Daten!$B$150:$M$150)*$T34*24/1000)","v":0},{"$f":"IF($D34=\"\",0,(_xlfn.XLOOKUP($D34,Daten!$A$152:$A$154,_xlfn.XLOOKUP(AD$6,Daten!$B$151:$M$151,Daten!$B$152:$M$154))\n+IF($G34>_xlfn.XLOOKUP($D34,GI!$C$77:$G$77,GI!$C$80:$G$80),($G34-_xlfn.XLOOKUP($D34,GI!$C$77:$G$77,GI!$C$80:$G$80))/4,0))\n*_xlfn.XLOOKUP(AD$6,Daten!$B$151:$M$151,Daten!$B$150:$M$150)*$T34*24/1000)","v":0},{"$f":"IF($D34=\"\",0,(_xlfn.XLOOKUP($D34,Daten!$A$152:$A$154,_xlfn.XLOOKUP(AE$6,Daten!$B$151:$M$151,Daten!$B$152:$M$154))\n+IF($G34>_xlfn.XLOOKUP($D34,GI!$C$77:$G$77,GI!$C$80:$G$80),($G34-_xlfn.XLOOKUP($D34,GI!$C$77:$G$77,GI!$C$80:$G$80))/4,0))\n*_xlfn.XLOOKUP(AE$6,Daten!$B$151:$M$151,Daten!$B$150:$M$150)*$T34*24/1000)","v":0},{"$f":"IF($D34=\"\",0,(_xlfn.XLOOKUP($D34,Daten!$A$152:$A$154,_xlfn.XLOOKUP(AF$6,Daten!$B$151:$M$151,Daten!$B$152:$M$154))\n+IF($G34>_xlfn.XLOOKUP($D34,GI!$C$77:$G$77,GI!$C$80:$G$80),($G34-_xlfn.XLOOKUP($D34,GI!$C$77:$G$77,GI!$C$80:$G$80))/4,0))\n*_xlfn.XLOOKUP(AF$6,Daten!$B$151:$M$151,Daten!$B$150:$M$150)*$T34*24/1000)","v":0},0]
[{"$nulls":19},0,{"$f":"IF($D35=\"\",0,(_xlfn.XLOOKUP($D35,Daten!$A$152:$A$154,_xlfn.XLOOKUP(U$6,Daten!$B$151:$M$151,Daten!$B$152:$M$154))\n+IF($G35>_xlfn.XLOOKUP($D35,GI!$C$77:$G$77,GI!$C$80:$G$80),($G35-_xlfn.XLOOKUP($D35,GI!$C$77:$G$77,GI!$C$80:$G$80))/4,0))\n*_xlfn.XLOOKUP(U$6,Daten!$B$151:$M$151,Daten!$B$150:$M$150)*$T35*24/1000)","v":0},{"$f":"IF($D35=\"\",0,(_xlfn.XLOOKUP($D35,Daten!$A$152:$A$154,_xlfn.XLOOKUP(V$6,Daten!$B$151:$M$151,Daten!$B$152:$M$154))\n+IF($G35>_xlfn.XLOOKUP($D35,GI!$C$77:$G$77,GI!$C$80:$G$80),($G35-_xlfn.XLOOKUP($D35,GI!$C$77:$G$77,GI!$C$80:$G$80))/4,0))\n*_xlfn.XLOOKUP(V$6,Daten!$B$151:$M$151,Daten!$B$150:$M$150)*$T35*24/1000)","v":0},{"$f":"IF($D35=\"\",0,(_xlfn.XLOOKUP($D35,Daten!$A$152:$A$154,_xlfn.XLOOKUP(W$6,Daten!$B$151:$M$151,Daten!$B$152:$M$154))\n+IF($G35>_xlfn.XLOOKUP($D35,GI!$C$77:$G$77,GI!$C$80:$G$80),($G35-_xlfn.XLOOKUP($D35,GI!$C$77:$G$77,GI!$C$80:$G$80))/4,0))\n*_xlfn.XLOOKUP(W$6,Daten!$B$151:$M$151,Daten!$B$150:$M$150)*$T35*24/1000)","v":0},{"$f":"IF($D35=\"\",0,(_xlfn.XLOOKUP($D35,Daten!$A$152:$A$154,_xlfn.XLOOKUP(X$6,Daten!$B$151:$M$151,Daten!$B$152:$M$154))\n+IF($G35>_xlfn.XLOOKUP($D35,GI!$C$77:$G$77,GI!$C$80:$G$80),($G35-_xlfn.XLOOKUP($D35,GI!$C$77:$G$77,GI!$C$80:$G$80))/4,0))\n*_xlfn.XLOOKUP(X$6,Daten!$B$151:$M$151,Daten!$B$150:$M$150)*$T35*24/1000)","v":0},{"$f":"IF($D35=\"\",0,(_xlfn.XLOOKUP($D35,Daten!$A$152:$A$154,_xlfn.XLOOKUP(Y$6,Daten!$B$151:$M$151,Daten!$B$152:$M$154))\n+IF($G35>_xlfn.XLOOKUP($D35,GI!$C$77:$G$77,GI!$C$80:$G$80),($G35-_xlfn.XLOOKUP($D35,GI!$C$77:$G$77,GI!$C$80:$G$80))/4,0))\n*_xlfn.XLOOKUP(Y$6,Daten!$B$151:$M$151,Daten!$B$150:$M$150)*$T35*24/1000)","v":0},{"$f":"IF($D35=\"\",0,(_xlfn.XLOOKUP($D35,Daten!$A$152:$A$154,_xlfn.XLOOKUP(Z$6,Daten!$B$151:$M$151,Daten!$B$152:$M$154))\n+IF($G35>_xlfn.XLOOKUP($D35,GI!$C$77:$G$77,GI!$C$80:$G$80),($G35-_xlfn.XLOOKUP($D35,GI!$C$77:$G$77,GI!$C$80:$G$80))/4,0))\n*_xlfn.XLOOKUP(Z$6,Daten!$B$151:$M$151,Daten!$B$150:$M$150)*$T35*24/1000)","v":0},{"$f":"IF($D35=\"\",0,(_xlfn.XLOOKUP($D35,Daten!$A$152:$A$154,_xlfn.XLOOKUP(AA$6,Daten!$B$151:$M$151,Daten!$B$152:$M$154))\n+IF($G35>_xlfn.XLOOKUP($D35,GI!$C$77:$G$77,GI!$C$80:$G$80),($G35-_xlfn.XLOOKUP($D35,GI!$C$77:$G$77,GI!$C$80:$G$80))/4,0))\n*_xlfn.XLOOKUP(AA$6,Daten!$B$151:$M$151,Daten!$B$150:$M$150)*$T35*24/1000)","v":0},{"$f":"IF($D35=\"\",0,(_xlfn.XLOOKUP($D35,Daten!$A$152:$A$154,_xlfn.XLOOKUP(AB$6,Daten!$B$151:$M$151,Daten!$B$152:$M$154))\n+IF($G35>_xlfn.XLOOKUP($D35,GI!$C$77:$G$77,GI!$C$80:$G$80),($G35-_xlfn.XLOOKUP($D35,GI!$C$77:$G$77,GI!$C$80:$G$80))/4,0))\n*_xlfn.XLOOKUP(AB$6,Daten!$B$151:$M$151,Daten!$B$150:$M$150)*$T35*24/1000)","v":0},{"$f":"IF($D35=\"\",0,(_xlfn.XLOOKUP($D35,Daten!$A$152:$A$154,_xlfn.XLOOKUP(AC$6,Daten!$B$151:$M$151,Daten!$B$152:$M$154))\n+IF($G35>_xlfn.XLOOKUP($D35,GI!$C$77:$G$77,GI!$C$80:$G$80),($G35-_xlfn.XLOOKUP($D35,GI!$C$77:$G$77,GI!$C$80:$G$80))/4,0))\n*_xlfn.XLOOKUP(AC$6,Daten!$B$151:$M$151,Daten!$B$150:$M$150)*$T35*24/1000)","v":0},{"$f":"IF($D35=\"\",0,(_xlfn.XLOOKUP($D35,Daten!$A$152:$A$154,_xlfn.XLOOKUP(AD$6,Daten!$B$151:$M$151,Daten!$B$152:$M$154))\n+IF($G35>_xlfn.XLOOKUP($D35,GI!$C$77:$G$77,GI!$C$80:$G$80),($G35-_xlfn.XLOOKUP($D35,GI!$C$77:$G$77,GI!$C$80:$G$80))/4,0))\n*_xlfn.XLOOKUP(AD$6,Daten!$B$151:$M$151,Daten!$B$150:$M$150)*$T35*24/1000)","v":0},{"$f":"IF($D35=\"\",0,(_xlfn.XLOOKUP($D35,Daten!$A$152:$A$154,_xlfn.XLOOKUP(AE$6,Daten!$B$151:$M$151,Daten!$B$152:$M$154))\n+IF($G35>_xlfn.XLOOKUP($D35,GI!$C$77:$G$77,GI!$C$80:$G$80),($G35-_xlfn.XLOOKUP($D35,GI!$C$77:$G$77,GI!$C$80:$G$80))/4,0))\n*_xlfn.XLOOKUP(AE$6,Daten!$B$151:$M$151,Daten!$B$150:$M$150)*$T35*24/1000)","v":0},{"$f":"IF($D35=\"\",0,(_xlfn.XLOOKUP($D35,Daten!$A$152:$A$154,_xlfn.XLOOKUP(AF$6,Daten!$B$151:$M$151,Daten!$B$152:$M$154))\n+IF($G35>_xlfn.XLOOKUP($D35,GI!$C$77:$G$77,GI!$C$80:$G$80),($G35-_xlfn.XLOOKUP($D35,GI!$C$77:$G$77,GI!$C$80:$G$80))/4,0))\n*_xlfn.XLOOKUP(AF$6,Daten!$B$151:$M$151,Daten!$B$150:$M$150)*$T35*24/1000)","v":0},0]
[{"$nulls":19},0,{"$f":"IF($D36=\"\",0,(_xlfn.XLOOKUP($D36,Daten!$A$152:$A$154,_xlfn.XLOOKUP(U$6,Daten!$B$151:$M$151,Daten!$B$152:$M$154))\n+IF($G36>_xlfn.XLOOKUP($D36,GI!$C$77:$G$77,GI!$C$80:$G$80),($G36-_xlfn.XLOOKUP($D36,GI!$C$77:$G$77,GI!$C$80:$G$80))/4,0))\n*_xlfn.XLOOKUP(U$6,Daten!$B$151:$M$151,Daten!$B$150:$M$150)*$T36*24/1000)","v":0},{"$f":"IF($D36=\"\",0,(_xlfn.XLOOKUP($D36,Daten!$A$152:$A$154,_xlfn.XLOOKUP(V$6,Daten!$B$151:$M$151,Daten!$B$152:$M$154))\n+IF($G36>_xlfn.XLOOKUP($D36,GI!$C$77:$G$77,GI!$C$80:$G$80),($G36-_xlfn.XLOOKUP($D36,GI!$C$77:$G$77,GI!$C$80:$G$80))/4,0))\n*_xlfn.XLOOKUP(V$6,Daten!$B$151:$M$151,Daten!$B$150:$M$150)*$T36*24/1000)","v":0},{"$f":"IF($D36=\"\",0,(_xlfn.XLOOKUP($D36,Daten!$A$152:$A$154,_xlfn.XLOOKUP(W$6,Daten!$B$151:$M$151,Daten!$B$152:$M$154))\n+IF($G36>_xlfn.XLOOKUP($D36,GI!$C$77:$G$77,GI!$C$80:$G$80),($G36-_xlfn.XLOOKUP($D36,GI!$C$77:$G$77,GI!$C$80:$G$80))/4,0))\n*_xlfn.XLOOKUP(W$6,Daten!$B$151:$M$151,Daten!$B$150:$M$150)*$T36*24/1000)","v":0},{"$f":"IF($D36=\"\",0,(_xlfn.XLOOKUP($D36,Daten!$A$152:$A$154,_xlfn.XLOOKUP(X$6,Daten!$B$151:$M$151,Daten!$B$152:$M$154))\n+IF($G36>_xlfn.XLOOKUP($D36,GI!$C$77:$G$77,GI!$C$80:$G$80),($G36-_xlfn.XLOOKUP($D36,GI!$C$77:$G$77,GI!$C$80:$G$80))/4,0))\n*_xlfn.XLOOKUP(X$6,Daten!$B$151:$M$151,Daten!$B$150:$M$150)*$T36*24/1000)","v":0},{"$f":"IF($D36=\"\",0,(_xlfn.XLOOKUP($D36,Daten!$A$152:$A$154,_xlfn.XLOOKUP(Y$6,Daten!$B$151:$M$151,Daten!$B$152:$M$154))\n+IF($G36>_xlfn.XLOOKUP($D36,GI!$C$77:$G$77,GI!$C$80:$G$80),($G36-_xlfn.XLOOKUP($D36,GI!$C$77:$G$77,GI!$C$80:$G$80))/4,0))\n*_xlfn.XLOOKUP(Y$6,Daten!$B$151:$M$151,Daten!$B$150:$M$150)*$T36*24/1000)","v":0},{"$f":"IF($D36=\"\",0,(_xlfn.XLOOKUP($D36,Daten!$A$152:$A$154,_xlfn.XLOOKUP(Z$6,Daten!$B$151:$M$151,Daten!$B$152:$M$154))\n+IF($G36>_xlfn.XLOOKUP($D36,GI!$C$77:$G$77,GI!$C$80:$G$80),($G36-_xlfn.XLOOKUP($D36,GI!$C$77:$G$77,GI!$C$80:$G$80))/4,0))\n*_xlfn.XLOOKUP(Z$6,Daten!$B$151:$M$151,Daten!$B$150:$M$150)*$T36*24/1000)","v":0},{"$f":"IF($D36=\"\",0,(_xlfn.XLOOKUP($D36,Daten!$A$152:$A$154,_xlfn.XLOOKUP(AA$6,Daten!$B$151:$M$151,Daten!$B$152:$M$154))\n+IF($G36>_xlfn.XLOOKUP($D36,GI!$C$77:$G$77,GI!$C$80:$G$80),($G36-_xlfn.XLOOKUP($D36,GI!$C$77:$G$77,GI!$C$80:$G$80))/4,0))\n*_xlfn.XLOOKUP(AA$6,Daten!$B$151:$M$151,Daten!$B$150:$M$150)*$T36*24/1000)","v":0},{"$f":"IF($D36=\"\",0,(_xlfn.XLOOKUP($D36,Daten!$A$152:$A$154,_xlfn.XLOOKUP(AB$6,Daten!$B$151:$M$151,Daten!$B$152:$M$154))\n+IF($G36>_xlfn.XLOOKUP($D36,GI!$C$77:$G$77,GI!$C$80:$G$80),($G36-_xlfn.XLOOKUP($D36,GI!$C$77:$G$77,GI!$C$80:$G$80))/4,0))\n*_xlfn.XLOOKUP(AB$6,Daten!$B$151:$M$151,Daten!$B$150:$M$150)*$T36*24/1000)","v":0},{"$f":"IF($D36=\"\",0,(_xlfn.XLOOKUP($D36,Daten!$A$152:$A$154,_xlfn.XLOOKUP(AC$6,Daten!$B$151:$M$151,Daten!$B$152:$M$154))\n+IF($G36>_xlfn.XLOOKUP($D36,GI!$C$77:$G$77,GI!$C$80:$G$80),($G36-_xlfn.XLOOKUP($D36,GI!$C$77:$G$77,GI!$C$80:$G$80))/4,0))\n*_xlfn.XLOOKUP(AC$6,Daten!$B$151:$M$151,Daten!$B$150:$M$150)*$T36*24/1000)","v":0},{"$f":"IF($D36=\"\",0,(_xlfn.XLOOKUP($D36,Daten!$A$152:$A$154,_xlfn.XLOOKUP(AD$6,Daten!$B$151:$M$151,Daten!$B$152:$M$154))\n+IF($G36>_xlfn.XLOOKUP($D36,GI!$C$77:$G$77,GI!$C$80:$G$80),($G36-_xlfn.XLOOKUP($D36,GI!$C$77:$G$77,GI!$C$80:$G$80))/4,0))\n*_xlfn.XLOOKUP(AD$6,Daten!$B$151:$M$151,Daten!$B$150:$M$150)*$T36*24/1000)","v":0},{"$f":"IF($D36=\"\",0,(_xlfn.XLOOKUP($D36,Daten!$A$152:$A$154,_xlfn.XLOOKUP(AE$6,Daten!$B$151:$M$151,Daten!$B$152:$M$154))\n+IF($G36>_xlfn.XLOOKUP($D36,GI!$C$77:$G$77,GI!$C$80:$G$80),($G36-_xlfn.XLOOKUP($D36,GI!$C$77:$G$77,GI!$C$80:$G$80))/4,0))\n*_xlfn.XLOOKUP(AE$6,Daten!$B$151:$M$151,Daten!$B$150:$M$150)*$T36*24/1000)","v":0},{"$f":"IF($D36=\"\",0,(_xlfn.XLOOKUP($D36,Daten!$A$152:$A$154,_xlfn.XLOOKUP(AF$6,Daten!$B$151:$M$151,Daten!$B$152:$M$154))\n+IF($G36>_xlfn.XLOOKUP($D36,GI!$C$77:$G$77,GI!$C$80:$G$80),($G36-_xlfn.XLOOKUP($D36,GI!$C$77:$G$77,GI!$C$80:$G$80))/4,0))\n*_xlfn.XLOOKUP(AF$6,Daten!$B$151:$M$151,Daten!$B$150:$M$150)*$T36*24/1000)","v":0},0]
[{"$nulls":19},0,{"$f":"IF($D37=\"\",0,(_xlfn.XLOOKUP($D37,Daten!$A$152:$A$154,_xlfn.XLOOKUP(U$6,Daten!$B$151:$M$151,Daten!$B$152:$M$154))\n+IF($G37>_xlfn.XLOOKUP($D37,GI!$C$77:$G$77,GI!$C$80:$G$80),($G37-_xlfn.XLOOKUP($D37,GI!$C$77:$G$77,GI!$C$80:$G$80))/4,0))\n*_xlfn.XLOOKUP(U$6,Daten!$B$151:$M$151,Daten!$B$150:$M$150)*$T37*24/1000)","v":0},{"$f":"IF($D37=\"\",0,(_xlfn.XLOOKUP($D37,Daten!$A$152:$A$154,_xlfn.XLOOKUP(V$6,Daten!$B$151:$M$151,Daten!$B$152:$M$154))\n+IF($G37>_xlfn.XLOOKUP($D37,GI!$C$77:$G$77,GI!$C$80:$G$80),($G37-_xlfn.XLOOKUP($D37,GI!$C$77:$G$77,GI!$C$80:$G$80))/4,0))\n*_xlfn.XLOOKUP(V$6,Daten!$B$151:$M$151,Daten!$B$150:$M$150)*$T37*24/1000)","v":0},{"$f":"IF($D37=\"\",0,(_xlfn.XLOOKUP($D37,Daten!$A$152:$A$154,_xlfn.XLOOKUP(W$6,Daten!$B$151:$M$151,Daten!$B$152:$M$154))\n+IF($G37>_xlfn.XLOOKUP($D37,GI!$C$77:$G$77,GI!$C$80:$G$80),($G37-_xlfn.XLOOKUP($D37,GI!$C$77:$G$77,GI!$C$80:$G$80))/4,0))\n*_xlfn.XLOOKUP(W$6,Daten!$B$151:$M$151,Daten!$B$150:$M$150)*$T37*24/1000)","v":0},{"$f":"IF($D37=\"\",0,(_xlfn.XLOOKUP($D37,Daten!$A$152:$A$154,_xlfn.XLOOKUP(X$6,Daten!$B$151:$M$151,Daten!$B$152:$M$154))\n+IF($G37>_xlfn.XLOOKUP($D37,GI!$C$77:$G$77,GI!$C$80:$G$80),($G37-_xlfn.XLOOKUP($D37,GI!$C$77:$G$77,GI!$C$80:$G$80))/4,0))\n*_xlfn.XLOOKUP(X$6,Daten!$B$151:$M$151,Daten!$B$150:$M$150)*$T37*24/1000)","v":0},{"$f":"IF($D37=\"\",0,(_xlfn.XLOOKUP($D37,Daten!$A$152:$A$154,_xlfn.XLOOKUP(Y$6,Daten!$B$151:$M$151,Daten!$B$152:$M$154))\n+IF($G37>_xlfn.XLOOKUP($D37,GI!$C$77:$G$77,GI!$C$80:$G$80),($G37-_xlfn.XLOOKUP($D37,GI!$C$77:$G$77,GI!$C$80:$G$80))/4,0))\n*_xlfn.XLOOKUP(Y$6,Daten!$B$151:$M$151,Daten!$B$150:$M$150)*$T37*24/1000)","v":0},{"$f":"IF($D37=\"\",0,(_xlfn.XLOOKUP($D37,Daten!$A$152:$A$154,_xlfn.XLOOKUP(Z$6,Daten!$B$151:$M$151,Daten!$B$152:$M$154))\n+IF($G37>_xlfn.XLOOKUP($D37,GI!$C$77:$G$77,GI!$C$80:$G$80),($G37-_xlfn.XLOOKUP($D37,GI!$C$77:$G$77,GI!$C$80:$G$80))/4,0))\n*_xlfn.XLOOKUP(Z$6,Daten!$B$151:$M$151,Daten!$B$150:$M$150)*$T37*24/1000)","v":0},{"$f":"IF($D37=\"\",0,(_xlfn.XLOOKUP($D37,Daten!$A$152:$A$154,_xlfn.XLOOKUP(AA$6,Daten!$B$151:$M$151,Daten!$B$152:$M$154))\n+IF($G37>_xlfn.XLOOKUP($D37,GI!$C$77:$G$77,GI!$C$80:$G$80),($G37-_xlfn.XLOOKUP($D37,GI!$C$77:$G$77,GI!$C$80:$G$80))/4,0))\n*_xlfn.XLOOKUP(AA$6,Daten!$B$151:$M$151,Daten!$B$150:$M$150)*$T37*24/1000)","v":0},{"$f":"IF($D37=\"\",0,(_xlfn.XLOOKUP($D37,Daten!$A$152:$A$154,_xlfn.XLOOKUP(AB$6,Daten!$B$151:$M$151,Daten!$B$152:$M$154))\n+IF($G37>_xlfn.XLOOKUP($D37,GI!$C$77:$G$77,GI!$C$80:$G$80),($G37-_xlfn.XLOOKUP($D37,GI!$C$77:$G$77,GI!$C$80:$G$80))/4,0))\n*_xlfn.XLOOKUP(AB$6,Daten!$B$151:$M$151,Daten!$B$150:$M$150)*$T37*24/1000)","v":0},{"$f":"IF($D37=\"\",0,(_xlfn.XLOOKUP($D37,Daten!$A$152:$A$154,_xlfn.XLOOKUP(AC$6,Daten!$B$151:$M$151,Daten!$B$152:$M$154))\n+IF($G37>_xlfn.XLOOKUP($D37,GI!$C$77:$G$77,GI!$C$80:$G$80),($G37-_xlfn.XLOOKUP($D37,GI!$C$77:$G$77,GI!$C$80:$G$80))/4,0))\n*_xlfn.XLOOKUP(AC$6,Daten!$B$151:$M$151,Daten!$B$150:$M$150)*$T37*24/1000)","v":0},{"$f":"IF($D37=\"\",0,(_xlfn.XLOOKUP($D37,Daten!$A$152:$A$154,_xlfn.XLOOKUP(AD$6,Daten!$B$151:$M$151,Daten!$B$152:$M$154))\n+IF($G37>_xlfn.XLOOKUP($D37,GI!$C$77:$G$77,GI!$C$80:$G$80),($G37-_xlfn.XLOOKUP($D37,GI!$C$77:$G$77,GI!$C$80:$G$80))/4,0))\n*_xlfn.XLOOKUP(AD$6,Daten!$B$151:$M$151,Daten!$B$150:$M$150)*$T37*24/1000)","v":0},{"$f":"IF($D37=\"\",0,(_xlfn.XLOOKUP($D37,Daten!$A$152:$A$154,_xlfn.XLOOKUP(AE$6,Daten!$B$151:$M$151,Daten!$B$152:$M$154))\n+IF($G37>_xlfn.XLOOKUP($D37,GI!$C$77:$G$77,GI!$C$80:$G$80),($G37-_xlfn.XLOOKUP($D37,GI!$C$77:$G$77,GI!$C$80:$G$80))/4,0))\n*_xlfn.XLOOKUP(AE$6,Daten!$B$151:$M$151,Daten!$B$150:$M$150)*$T37*24/1000)","v":0},{"$f":"IF($D37=\"\",0,(_xlfn.XLOOKUP($D37,Daten!$A$152:$A$154,_xlfn.XLOOKUP(AF$6,Daten!$B$151:$M$151,Daten!$B$152:$M$154))\n+IF($G37>_xlfn.XLOOKUP($D37,GI!$C$77:$G$77,GI!$C$80:$G$80),($G37-_xlfn.XLOOKUP($D37,GI!$C$77:$G$77,GI!$C$80:$G$80))/4,0))\n*_xlfn.XLOOKUP(AF$6,Daten!$B$151:$M$151,Daten!$B$150:$M$150)*$T37*24/1000)","v":0},0]
[{"$nulls":19},0,{"$f":"IF($D38=\"\",0,(_xlfn.XLOOKUP($D38,Daten!$A$152:$A$154,_xlfn.XLOOKUP(U$6,Daten!$B$151:$M$151,Daten!$B$152:$M$154))\n+IF($G38>_xlfn.XLOOKUP($D38,GI!$C$77:$G$77,GI!$C$80:$G$80),($G38-_xlfn.XLOOKUP($D38,GI!$C$77:$G$77,GI!$C$80:$G$80))/4,0))\n*_xlfn.XLOOKUP(U$6,Daten!$B$151:$M$151,Daten!$B$150:$M$150)*$T38*24/1000)","v":0},{"$f":"IF($D38=\"\",0,(_xlfn.XLOOKUP($D38,Daten!$A$152:$A$154,_xlfn.XLOOKUP(V$6,Daten!$B$151:$M$151,Daten!$B$152:$M$154))\n+IF($G38>_xlfn.XLOOKUP($D38,GI!$C$77:$G$77,GI!$C$80:$G$80),($G38-_xlfn.XLOOKUP($D38,GI!$C$77:$G$77,GI!$C$80:$G$80))/4,0))\n*_xlfn.XLOOKUP(V$6,Daten!$B$151:$M$151,Daten!$B$150:$M$150)*$T38*24/1000)","v":0},{"$f":"IF($D38=\"\",0,(_xlfn.XLOOKUP($D38,Daten!$A$152:$A$154,_xlfn.XLOOKUP(W$6,Daten!$B$151:$M$151,Daten!$B$152:$M$154))\n+IF($G38>_xlfn.XLOOKUP($D38,GI!$C$77:$G$77,GI!$C$80:$G$80),($G38-_xlfn.XLOOKUP($D38,GI!$C$77:$G$77,GI!$C$80:$G$80))/4,0))\n*_xlfn.XLOOKUP(W$6,Daten!$B$151:$M$151,Daten!$B$150:$M$150)*$T38*24/1000)","v":0},{"$f":"IF($D38=\"\",0,(_xlfn.XLOOKUP($D38,Daten!$A$152:$A$154,_xlfn.XLOOKUP(X$6,Daten!$B$151:$M$151,Daten!$B$152:$M$154))\n+IF($G38>_xlfn.XLOOKUP($D38,GI!$C$77:$G$77,GI!$C$80:$G$80),($G38-_xlfn.XLOOKUP($D38,GI!$C$77:$G$77,GI!$C$80:$G$80))/4,0))\n*_xlfn.XLOOKUP(X$6,Daten!$B$151:$M$151,Daten!$B$150:$M$150)*$T38*24/1000)","v":0},{"$f":"IF($D38=\"\",0,(_xlfn.XLOOKUP($D38,Daten!$A$152:$A$154,_xlfn.XLOOKUP(Y$6,Daten!$B$151:$M$151,Daten!$B$152:$M$154))\n+IF($G38>_xlfn.XLOOKUP($D38,GI!$C$77:$G$77,GI!$C$80:$G$80),($G38-_xlfn.XLOOKUP($D38,GI!$C$77:$G$77,GI!$C$80:$G$80))/4,0))\n*_xlfn.XLOOKUP(Y$6,Daten!$B$151:$M$151,Daten!$B$150:$M$150)*$T38*24/1000)","v":0},{"$f":"IF($D38=\"\",0,(_xlfn.XLOOKUP($D38,Daten!$A$152:$A$154,_xlfn.XLOOKUP(Z$6,Daten!$B$151:$M$151,Daten!$B$152:$M$154))\n+IF($G38>_xlfn.XLOOKUP($D38,GI!$C$77:$G$77,GI!$C$80:$G$80),($G38-_xlfn.XLOOKUP($D38,GI!$C$77:$G$77,GI!$C$80:$G$80))/4,0))\n*_xlfn.XLOOKUP(Z$6,Daten!$B$151:$M$151,Daten!$B$150:$M$150)*$T38*24/1000)","v":0},{"$f":"IF($D38=\"\",0,(_xlfn.XLOOKUP($D38,Daten!$A$152:$A$154,_xlfn.XLOOKUP(AA$6,Daten!$B$151:$M$151,Daten!$B$152:$M$154))\n+IF($G38>_xlfn.XLOOKUP($D38,GI!$C$77:$G$77,GI!$C$80:$G$80),($G38-_xlfn.XLOOKUP($D38,GI!$C$77:$G$77,GI!$C$80:$G$80))/4,0))\n*_xlfn.XLOOKUP(AA$6,Daten!$B$151:$M$151,Daten!$B$150:$M$150)*$T38*24/1000)","v":0},{"$f":"IF($D38=\"\",0,(_xlfn.XLOOKUP($D38,Daten!$A$152:$A$154,_xlfn.XLOOKUP(AB$6,Daten!$B$151:$M$151,Daten!$B$152:$M$154))\n+IF($G38>_xlfn.XLOOKUP($D38,GI!$C$77:$G$77,GI!$C$80:$G$80),($G38-_xlfn.XLOOKUP($D38,GI!$C$77:$G$77,GI!$C$80:$G$80))/4,0))\n*_xlfn.XLOOKUP(AB$6,Daten!$B$151:$M$151,Daten!$B$150:$M$150)*$T38*24/1000)","v":0},{"$f":"IF($D38=\"\",0,(_xlfn.XLOOKUP($D38,Daten!$A$152:$A$154,_xlfn.XLOOKUP(AC$6,Daten!$B$151:$M$151,Daten!$B$152:$M$154))\n+IF($G38>_xlfn.XLOOKUP($D38,GI!$C$77:$G$77,GI!$C$80:$G$80),($G38-_xlfn.XLOOKUP($D38,GI!$C$77:$G$77,GI!$C$80:$G$80))/4,0))\n*_xlfn.XLOOKUP(AC$6,Daten!$B$151:$M$151,Daten!$B$150:$M$150)*$T38*24/1000)","v":0},{"$f":"IF($D38=\"\",0,(_xlfn.XLOOKUP($D38,Daten!$A$152:$A$154,_xlfn.XLOOKUP(AD$6,Daten!$B$151:$M$151,Daten!$B$152:$M$154))\n+IF($G38>_xlfn.XLOOKUP($D38,GI!$C$77:$G$77,GI!$C$80:$G$80),($G38-_xlfn.XLOOKUP($D38,GI!$C$77:$G$77,GI!$C$80:$G$80))/4,0))\n*_xlfn.XLOOKUP(AD$6,Daten!$B$151:$M$151,Daten!$B$150:$M$150)*$T38*24/1000)","v":0},{"$f":"IF($D38=\"\",0,(_xlfn.XLOOKUP($D38,Daten!$A$152:$A$154,_xlfn.XLOOKUP(AE$6,Daten!$B$151:$M$151,Daten!$B$152:$M$154))\n+IF($G38>_xlfn.XLOOKUP($D38,GI!$C$77:$G$77,GI!$C$80:$G$80),($G38-_xlfn.XLOOKUP($D38,GI!$C$77:$G$77,GI!$C$80:$G$80))/4,0))\n*_xlfn.XLOOKUP(AE$6,Daten!$B$151:$M$151,Daten!$B$150:$M$150)*$T38*24/1000)","v":0},{"$f":"IF($D38=\"\",0,(_xlfn.XLOOKUP($D38,Daten!$A$152:$A$154,_xlfn.XLOOKUP(AF$6,Daten!$B$151:$M$151,Daten!$B$152:$M$154))\n+IF($G38>_xlfn.XLOOKUP($D38,GI!$C$77:$G$77,GI!$C$80:$G$80),($G38-_xlfn.XLOOKUP($D38,GI!$C$77:$G$77,GI!$C$80:$G$80))/4,0))\n*_xlfn.XLOOKUP(AF$6,Daten!$B$151:$M$151,Daten!$B$150:$M$150)*$T38*24/1000)","v":0},0]
[{"$nulls":19},0,{"$f":"IF($D39=\"\",0,(_xlfn.XLOOKUP($D39,Daten!$A$152:$A$154,_xlfn.XLOOKUP(U$6,Daten!$B$151:$M$151,Daten!$B$152:$M$154))\n+IF($G39>_xlfn.XLOOKUP($D39,GI!$C$77:$G$77,GI!$C$80:$G$80),($G39-_xlfn.XLOOKUP($D39,GI!$C$77:$G$77,GI!$C$80:$G$80))/4,0))\n*_xlfn.XLOOKUP(U$6,Daten!$B$151:$M$151,Daten!$B$150:$M$150)*$T39*24/1000)","v":0},{"$f":"IF($D39=\"\",0,(_xlfn.XLOOKUP($D39,Daten!$A$152:$A$154,_xlfn.XLOOKUP(V$6,Daten!$B$151:$M$151,Daten!$B$152:$M$154))\n+IF($G39>_xlfn.XLOOKUP($D39,GI!$C$77:$G$77,GI!$C$80:$G$80),($G39-_xlfn.XLOOKUP($D39,GI!$C$77:$G$77,GI!$C$80:$G$80))/4,0))\n*_xlfn.XLOOKUP(V$6,Daten!$B$151:$M$151,Daten!$B$150:$M$150)*$T39*24/1000)","v":0},{"$f":"IF($D39=\"\",0,(_xlfn.XLOOKUP($D39,Daten!$A$152:$A$154,_xlfn.XLOOKUP(W$6,Daten!$B$151:$M$151,Daten!$B$152:$M$154))\n+IF($G39>_xlfn.XLOOKUP($D39,GI!$C$77:$G$77,GI!$C$80:$G$80),($G39-_xlfn.XLOOKUP($D39,GI!$C$77:$G$77,GI!$C$80:$G$80))/4,0))\n*_xlfn.XLOOKUP(W$6,Daten!$B$151:$M$151,Daten!$B$150:$M$150)*$T39*24/1000)","v":0},{"$f":"IF($D39=\"\",0,(_xlfn.XLOOKUP($D39,Daten!$A$152:$A$154,_xlfn.XLOOKUP(X$6,Daten!$B$151:$M$151,Daten!$B$152:$M$154))\n+IF($G39>_xlfn.XLOOKUP($D39,GI!$C$77:$G$77,GI!$C$80:$G$80),($G39-_xlfn.XLOOKUP($D39,GI!$C$77:$G$77,GI!$C$80:$G$80))/4,0))\n*_xlfn.XLOOKUP(X$6,Daten!$B$151:$M$151,Daten!$B$150:$M$150)*$T39*24/1000)","v":0},{"$f":"IF($D39=\"\",0,(_xlfn.XLOOKUP($D39,Daten!$A$152:$A$154,_xlfn.XLOOKUP(Y$6,Daten!$B$151:$M$151,Daten!$B$152:$M$154))\n+IF($G39>_xlfn.XLOOKUP($D39,GI!$C$77:$G$77,GI!$C$80:$G$80),($G39-_xlfn.XLOOKUP($D39,GI!$C$77:$G$77,GI!$C$80:$G$80))/4,0))\n*_xlfn.XLOOKUP(Y$6,Daten!$B$151:$M$151,Daten!$B$150:$M$150)*$T39*24/1000)","v":0},{"$f":"IF($D39=\"\",0,(_xlfn.XLOOKUP($D39,Daten!$A$152:$A$154,_xlfn.XLOOKUP(Z$6,Daten!$B$151:$M$151,Daten!$B$152:$M$154))\n+IF($G39>_xlfn.XLOOKUP($D39,GI!$C$77:$G$77,GI!$C$80:$G$80),($G39-_xlfn.XLOOKUP($D39,GI!$C$77:$G$77,GI!$C$80:$G$80))/4,0))\n*_xlfn.XLOOKUP(Z$6,Daten!$B$151:$M$151,Daten!$B$150:$M$150)*$T39*24/1000)","v":0},{"$f":"IF($D39=\"\",0,(_xlfn.XLOOKUP($D39,Daten!$A$152:$A$154,_xlfn.XLOOKUP(AA$6,Daten!$B$151:$M$151,Daten!$B$152:$M$154))\n+IF($G39>_xlfn.XLOOKUP($D39,GI!$C$77:$G$77,GI!$C$80:$G$80),($G39-_xlfn.XLOOKUP($D39,GI!$C$77:$G$77,GI!$C$80:$G$80))/4,0))\n*_xlfn.XLOOKUP(AA$6,Daten!$B$151:$M$151,Daten!$B$150:$M$150)*$T39*24/1000)","v":0},{"$f":"IF($D39=\"\",0,(_xlfn.XLOOKUP($D39,Daten!$A$152:$A$154,_xlfn.XLOOKUP(AB$6,Daten!$B$151:$M$151,Daten!$B$152:$M$154))\n+IF($G39>_xlfn.XLOOKUP($D39,GI!$C$77:$G$77,GI!$C$80:$G$80),($G39-_xlfn.XLOOKUP($D39,GI!$C$77:$G$77,GI!$C$80:$G$80))/4,0))\n*_xlfn.XLOOKUP(AB$6,Daten!$B$151:$M$151,Daten!$B$150:$M$150)*$T39*24/1000)","v":0},{"$f":"IF($D39=\"\",0,(_xlfn.XLOOKUP($D39,Daten!$A$152:$A$154,_xlfn.XLOOKUP(AC$6,Daten!$B$151:$M$151,Daten!$B$152:$M$154))\n+IF($G39>_xlfn.XLOOKUP($D39,GI!$C$77:$G$77,GI!$C$80:$G$80),($G39-_xlfn.XLOOKUP($D39,GI!$C$77:$G$77,GI!$C$80:$G$80))/4,0))\n*_xlfn.XLOOKUP(AC$6,Daten!$B$151:$M$151,Daten!$B$150:$M$150)*$T39*24/1000)","v":0},{"$f":"IF($D39=\"\",0,(_xlfn.XLOOKUP($D39,Daten!$A$152:$A$154,_xlfn.XLOOKUP(AD$6,Daten!$B$151:$M$151,Daten!$B$152:$M$154))\n+IF($G39>_xlfn.XLOOKUP($D39,GI!$C$77:$G$77,GI!$C$80:$G$80),($G39-_xlfn.XLOOKUP($D39,GI!$C$77:$G$77,GI!$C$80:$G$80))/4,0))\n*_xlfn.XLOOKUP(AD$6,Daten!$B$151:$M$151,Daten!$B$150:$M$150)*$T39*24/1000)","v":0},{"$f":"IF($D39=\"\",0,(_xlfn.XLOOKUP($D39,Daten!$A$152:$A$154,_xlfn.XLOOKUP(AE$6,Daten!$B$151:$M$151,Daten!$B$152:$M$154))\n+IF($G39>_xlfn.XLOOKUP($D39,GI!$C$77:$G$77,GI!$C$80:$G$80),($G39-_xlfn.XLOOKUP($D39,GI!$C$77:$G$77,GI!$C$80:$G$80))/4,0))\n*_xlfn.XLOOKUP(AE$6,Daten!$B$151:$M$151,Daten!$B$150:$M$150)*$T39*24/1000)","v":0},{"$f":"IF($D39=\"\",0,(_xlfn.XLOOKUP($D39,Daten!$A$152:$A$154,_xlfn.XLOOKUP(AF$6,Daten!$B$151:$M$151,Daten!$B$152:$M$154))\n+IF($G39>_xlfn.XLOOKUP($D39,GI!$C$77:$G$77,GI!$C$80:$G$80),($G39-_xlfn.XLOOKUP($D39,GI!$C$77:$G$77,GI!$C$80:$G$80))/4,0))\n*_xlfn.XLOOKUP(AF$6,Daten!$B$151:$M$151,Daten!$B$150:$M$150)*$T39*24/1000)","v":0},0]
[{"$nulls":19},0,{"$f":"IF($D40=\"\",0,(_xlfn.XLOOKUP($D40,Daten!$A$152:$A$154,_xlfn.XLOOKUP(U$6,Daten!$B$151:$M$151,Daten!$B$152:$M$154))\n+IF($G40>_xlfn.XLOOKUP($D40,GI!$C$77:$G$77,GI!$C$80:$G$80),($G40-_xlfn.XLOOKUP($D40,GI!$C$77:$G$77,GI!$C$80:$G$80))/4,0))\n*_xlfn.XLOOKUP(U$6,Daten!$B$151:$M$151,Daten!$B$150:$M$150)*$T40*24/1000)","v":0},{"$f":"IF($D40=\"\",0,(_xlfn.XLOOKUP($D40,Daten!$A$152:$A$154,_xlfn.XLOOKUP(V$6,Daten!$B$151:$M$151,Daten!$B$152:$M$154))\n+IF($G40>_xlfn.XLOOKUP($D40,GI!$C$77:$G$77,GI!$C$80:$G$80),($G40-_xlfn.XLOOKUP($D40,GI!$C$77:$G$77,GI!$C$80:$G$80))/4,0))\n*_xlfn.XLOOKUP(V$6,Daten!$B$151:$M$151,Daten!$B$150:$M$150)*$T40*24/1000)","v":0},{"$f":"IF($D40=\"\",0,(_xlfn.XLOOKUP($D40,Daten!$A$152:$A$154,_xlfn.XLOOKUP(W$6,Daten!$B$151:$M$151,Daten!$B$152:$M$154))\n+IF($G40>_xlfn.XLOOKUP($D40,GI!$C$77:$G$77,GI!$C$80:$G$80),($G40-_xlfn.XLOOKUP($D40,GI!$C$77:$G$77,GI!$C$80:$G$80))/4,0))\n*_xlfn.XLOOKUP(W$6,Daten!$B$151:$M$151,Daten!$B$150:$M$150)*$T40*24/1000)","v":0},{"$f":"IF($D40=\"\",0,(_xlfn.XLOOKUP($D40,Daten!$A$152:$A$154,_xlfn.XLOOKUP(X$6,Daten!$B$151:$M$151,Daten!$B$152:$M$154))\n+IF($G40>_xlfn.XLOOKUP($D40,GI!$C$77:$G$77,GI!$C$80:$G$80),($G40-_xlfn.XLOOKUP($D40,GI!$C$77:$G$77,GI!$C$80:$G$80))/4,0))\n*_xlfn.XLOOKUP(X$6,Daten!$B$151:$M$151,Daten!$B$150:$M$150)*$T40*24/1000)","v":0},{"$f":"IF($D40=\"\",0,(_xlfn.XLOOKUP($D40,Daten!$A$152:$A$154,_xlfn.XLOOKUP(Y$6,Daten!$B$151:$M$151,Daten!$B$152:$M$154))\n+IF($G40>_xlfn.XLOOKUP($D40,GI!$C$77:$G$77,GI!$C$80:$G$80),($G40-_xlfn.XLOOKUP($D40,GI!$C$77:$G$77,GI!$C$80:$G$80))/4,0))\n*_xlfn.XLOOKUP(Y$6,Daten!$B$151:$M$151,Daten!$B$150:$M$150)*$T40*24/1000)","v":0},{"$f":"IF($D40=\"\",0,(_xlfn.XLOOKUP($D40,Daten!$A$152:$A$154,_xlfn.XLOOKUP(Z$6,Daten!$B$151:$M$151,Daten!$B$152:$M$154))\n+IF($G40>_xlfn.XLOOKUP($D40,GI!$C$77:$G$77,GI!$C$80:$G$80),($G40-_xlfn.XLOOKUP($D40,GI!$C$77:$G$77,GI!$C$80:$G$80))/4,0))\n*_xlfn.XLOOKUP(Z$6,Daten!$B$151:$M$151,Daten!$B$150:$M$150)*$T40*24/1000)","v":0},{"$f":"IF($D40=\"\",0,(_xlfn.XLOOKUP($D40,Daten!$A$152:$A$154,_xlfn.XLOOKUP(AA$6,Daten!$B$151:$M$151,Daten!$B$152:$M$154))\n+IF($G40>_xlfn.XLOOKUP($D40,GI!$C$77:$G$77,GI!$C$80:$G$80),($G40-_xlfn.XLOOKUP($D40,GI!$C$77:$G$77,GI!$C$80:$G$80))/4,0))\n*_xlfn.XLOOKUP(AA$6,Daten!$B$151:$M$151,Daten!$B$150:$M$150)*$T40*24/1000)","v":0},{"$f":"IF($D40=\"\",0,(_xlfn.XLOOKUP($D40,Daten!$A$152:$A$154,_xlfn.XLOOKUP(AB$6,Daten!$B$151:$M$151,Daten!$B$152:$M$154))\n+IF($G40>_xlfn.XLOOKUP($D40,GI!$C$77:$G$77,GI!$C$80:$G$80),($G40-_xlfn.XLOOKUP($D40,GI!$C$77:$G$77,GI!$C$80:$G$80))/4,0))\n*_xlfn.XLOOKUP(AB$6,Daten!$B$151:$M$151,Daten!$B$150:$M$150)*$T40*24/1000)","v":0},{"$f":"IF($D40=\"\",0,(_xlfn.XLOOKUP($D40,Daten!$A$152:$A$154,_xlfn.XLOOKUP(AC$6,Daten!$B$151:$M$151,Daten!$B$152:$M$154))\n+IF($G40>_xlfn.XLOOKUP($D40,GI!$C$77:$G$77,GI!$C$80:$G$80),($G40-_xlfn.XLOOKUP($D40,GI!$C$77:$G$77,GI!$C$80:$G$80))/4,0))\n*_xlfn.XLOOKUP(AC$6,Daten!$B$151:$M$151,Daten!$B$150:$M$150)*$T40*24/1000)","v":0},{"$f":"IF($D40=\"\",0,(_xlfn.XLOOKUP($D40,Daten!$A$152:$A$154,_xlfn.XLOOKUP(AD$6,Daten!$B$151:$M$151,Daten!$B$152:$M$154))\n+IF($G40>_xlfn.XLOOKUP($D40,GI!$C$77:$G$77,GI!$C$80:$G$80),($G40-_xlfn.XLOOKUP($D40,GI!$C$77:$G$77,GI!$C$80:$G$80))/4,0))\n*_xlfn.XLOOKUP(AD$6,Daten!$B$151:$M$151,Daten!$B$150:$M$150)*$T40*24/1000)","v":0},{"$f":"IF($D40=\"\",0,(_xlfn.XLOOKUP($D40,Daten!$A$152:$A$154,_xlfn.XLOOKUP(AE$6,Daten!$B$151:$M$151,Daten!$B$152:$M$154))\n+IF($G40>_xlfn.XLOOKUP($D40,GI!$C$77:$G$77,GI!$C$80:$G$80),($G40-_xlfn.XLOOKUP($D40,GI!$C$77:$G$77,GI!$C$80:$G$80))/4,0))\n*_xlfn.XLOOKUP(AE$6,Daten!$B$151:$M$151,Daten!$B$150:$M$150)*$T40*24/1000)","v":0},{"$f":"IF($D40=\"\",0,(_xlfn.XLOOKUP($D40,Daten!$A$152:$A$154,_xlfn.XLOOKUP(AF$6,Daten!$B$151:$M$151,Daten!$B$152:$M$154))\n+IF($G40>_xlfn.XLOOKUP($D40,GI!$C$77:$G$77,GI!$C$80:$G$80),($G40-_xlfn.XLOOKUP($D40,GI!$C$77:$G$77,GI!$C$80:$G$80))/4,0))\n*_xlfn.XLOOKUP(AF$6,Daten!$B$151:$M$151,Daten!$B$150:$M$150)*$T40*24/1000)","v":0},0]
[{"$nulls":19},0,{"$f":"IF($D41=\"\",0,(_xlfn.XLOOKUP($D41,Daten!$A$152:$A$154,_xlfn.XLOOKUP(U$6,Daten!$B$151:$M$151,Daten!$B$152:$M$154))\n+IF($G41>_xlfn.XLOOKUP($D41,GI!$C$77:$G$77,GI!$C$80:$G$80),($G41-_xlfn.XLOOKUP($D41,GI!$C$77:$G$77,GI!$C$80:$G$80))/4,0))\n*_xlfn.XLOOKUP(U$6,Daten!$B$151:$M$151,Daten!$B$150:$M$150)*$T41*24/1000)","v":0},{"$f":"IF($D41=\"\",0,(_xlfn.XLOOKUP($D41,Daten!$A$152:$A$154,_xlfn.XLOOKUP(V$6,Daten!$B$151:$M$151,Daten!$B$152:$M$154))\n+IF($G41>_xlfn.XLOOKUP($D41,GI!$C$77:$G$77,GI!$C$80:$G$80),($G41-_xlfn.XLOOKUP($D41,GI!$C$77:$G$77,GI!$C$80:$G$80))/4,0))\n*_xlfn.XLOOKUP(V$6,Daten!$B$151:$M$151,Daten!$B$150:$M$150)*$T41*24/1000)","v":0},{"$f":"IF($D41=\"\",0,(_xlfn.XLOOKUP($D41,Daten!$A$152:$A$154,_xlfn.XLOOKUP(W$6,Daten!$B$151:$M$151,Daten!$B$152:$M$154))\n+IF($G41>_xlfn.XLOOKUP($D41,GI!$C$77:$G$77,GI!$C$80:$G$80),($G41-_xlfn.XLOOKUP($D41,GI!$C$77:$G$77,GI!$C$80:$G$80))/4,0))\n*_xlfn.XLOOKUP(W$6,Daten!$B$151:$M$151,Daten!$B$150:$M$150)*$T41*24/1000)","v":0},{"$f":"IF($D41=\"\",0,(_xlfn.XLOOKUP($D41,Daten!$A$152:$A$154,_xlfn.XLOOKUP(X$6,Daten!$B$151:$M$151,Daten!$B$152:$M$154))\n+IF($G41>_xlfn.XLOOKUP($D41,GI!$C$77:$G$77,GI!$C$80:$G$80),($G41-_xlfn.XLOOKUP($D41,GI!$C$77:$G$77,GI!$C$80:$G$80))/4,0))\n*_xlfn.XLOOKUP(X$6,Daten!$B$151:$M$151,Daten!$B$150:$M$150)*$T41*24/1000)","v":0},{"$f":"IF($D41=\"\",0,(_xlfn.XLOOKUP($D41,Daten!$A$152:$A$154,_xlfn.XLOOKUP(Y$6,Daten!$B$151:$M$151,Daten!$B$152:$M$154))\n+IF($G41>_xlfn.XLOOKUP($D41,GI!$C$77:$G$77,GI!$C$80:$G$80),($G41-_xlfn.XLOOKUP($D41,GI!$C$77:$G$77,GI!$C$80:$G$80))/4,0))\n*_xlfn.XLOOKUP(Y$6,Daten!$B$151:$M$151,Daten!$B$150:$M$150)*$T41*24/1000)","v":0},{"$f":"IF($D41=\"\",0,(_xlfn.XLOOKUP($D41,Daten!$A$152:$A$154,_xlfn.XLOOKUP(Z$6,Daten!$B$151:$M$151,Daten!$B$152:$M$154))\n+IF($G41>_xlfn.XLOOKUP($D41,GI!$C$77:$G$77,GI!$C$80:$G$80),($G41-_xlfn.XLOOKUP($D41,GI!$C$77:$G$77,GI!$C$80:$G$80))/4,0))\n*_xlfn.XLOOKUP(Z$6,Daten!$B$151:$M$151,Daten!$B$150:$M$150)*$T41*24/1000)","v":0},{"$f":"IF($D41=\"\",0,(_xlfn.XLOOKUP($D41,Daten!$A$152:$A$154,_xlfn.XLOOKUP(AA$6,Daten!$B$151:$M$151,Daten!$B$152:$M$154))\n+IF($G41>_xlfn.XLOOKUP($D41,GI!$C$77:$G$77,GI!$C$80:$G$80),($G41-_xlfn.XLOOKUP($D41,GI!$C$77:$G$77,GI!$C$80:$G$80))/4,0))\n*_xlfn.XLOOKUP(AA$6,Daten!$B$151:$M$151,Daten!$B$150:$M$150)*$T41*24/1000)","v":0},{"$f":"IF($D41=\"\",0,(_xlfn.XLOOKUP($D41,Daten!$A$152:$A$154,_xlfn.XLOOKUP(AB$6,Daten!$B$151:$M$151,Daten!$B$152:$M$154))\n+IF($G41>_xlfn.XLOOKUP($D41,GI!$C$77:$G$77,GI!$C$80:$G$80),($G41-_xlfn.XLOOKUP($D41,GI!$C$77:$G$77,GI!$C$80:$G$80))/4,0))\n*_xlfn.XLOOKUP(AB$6,Daten!$B$151:$M$151,Daten!$B$150:$M$150)*$T41*24/1000)","v":0},{"$f":"IF($D41=\"\",0,(_xlfn.XLOOKUP($D41,Daten!$A$152:$A$154,_xlfn.XLOOKUP(AC$6,Daten!$B$151:$M$151,Daten!$B$152:$M$154))\n+IF($G41>_xlfn.XLOOKUP($D41,GI!$C$77:$G$77,GI!$C$80:$G$80),($G41-_xlfn.XLOOKUP($D41,GI!$C$77:$G$77,GI!$C$80:$G$80))/4,0))\n*_xlfn.XLOOKUP(AC$6,Daten!$B$151:$M$151,Daten!$B$150:$M$150)*$T41*24/1000)","v":0},{"$f":"IF($D41=\"\",0,(_xlfn.XLOOKUP($D41,Daten!$A$152:$A$154,_xlfn.XLOOKUP(AD$6,Daten!$B$151:$M$151,Daten!$B$152:$M$154))\n+IF($G41>_xlfn.XLOOKUP($D41,GI!$C$77:$G$77,GI!$C$80:$G$80),($G41-_xlfn.XLOOKUP($D41,GI!$C$77:$G$77,GI!$C$80:$G$80))/4,0))\n*_xlfn.XLOOKUP(AD$6,Daten!$B$151:$M$151,Daten!$B$150:$M$150)*$T41*24/1000)","v":0},{"$f":"IF($D41=\"\",0,(_xlfn.XLOOKUP($D41,Daten!$A$152:$A$154,_xlfn.XLOOKUP(AE$6,Daten!$B$151:$M$151,Daten!$B$152:$M$154))\n+IF($G41>_xlfn.XLOOKUP($D41,GI!$C$77:$G$77,GI!$C$80:$G$80),($G41-_xlfn.XLOOKUP($D41,GI!$C$77:$G$77,GI!$C$80:$G$80))/4,0))\n*_xlfn.XLOOKUP(AE$6,Daten!$B$151:$M$151,Daten!$B$150:$M$150)*$T41*24/1000)","v":0},{"$f":"IF($D41=\"\",0,(_xlfn.XLOOKUP($D41,Daten!$A$152:$A$154,_xlfn.XLOOKUP(AF$6,Daten!$B$151:$M$151,Daten!$B$152:$M$154))\n+IF($G41>_xlfn.XLOOKUP($D41,GI!$C$77:$G$77,GI!$C$80:$G$80),($G41-_xlfn.XLOOKUP($D41,GI!$C$77:$G$77,GI!$C$80:$G$80))/4,0))\n*_xlfn.XLOOKUP(AF$6,Daten!$B$151:$M$151,Daten!$B$150:$M$150)*$T41*24/1000)","v":0},0]
[{"$nulls":19},0,{"$f":"IF($D42=\"\",0,(_xlfn.XLOOKUP($D42,Daten!$A$152:$A$154,_xlfn.XLOOKUP(U$6,Daten!$B$151:$M$151,Daten!$B$152:$M$154))\n+IF($G42>_xlfn.XLOOKUP($D42,GI!$C$77:$G$77,GI!$C$80:$G$80),($G42-_xlfn.XLOOKUP($D42,GI!$C$77:$G$77,GI!$C$80:$G$80))/4,0))\n*_xlfn.XLOOKUP(U$6,Daten!$B$151:$M$151,Daten!$B$150:$M$150)*$T42*24/1000)","v":0},{"$f":"IF($D42=\"\",0,(_xlfn.XLOOKUP($D42,Daten!$A$152:$A$154,_xlfn.XLOOKUP(V$6,Daten!$B$151:$M$151,Daten!$B$152:$M$154))\n+IF($G42>_xlfn.XLOOKUP($D42,GI!$C$77:$G$77,GI!$C$80:$G$80),($G42-_xlfn.XLOOKUP($D42,GI!$C$77:$G$77,GI!$C$80:$G$80))/4,0))\n*_xlfn.XLOOKUP(V$6,Daten!$B$151:$M$151,Daten!$B$150:$M$150)*$T42*24/1000)","v":0},{"$f":"IF($D42=\"\",0,(_xlfn.XLOOKUP($D42,Daten!$A$152:$A$154,_xlfn.XLOOKUP(W$6,Daten!$B$151:$M$151,Daten!$B$152:$M$154))\n+IF($G42>_xlfn.XLOOKUP($D42,GI!$C$77:$G$77,GI!$C$80:$G$80),($G42-_xlfn.XLOOKUP($D42,GI!$C$77:$G$77,GI!$C$80:$G$80))/4,0))\n*_xlfn.XLOOKUP(W$6,Daten!$B$151:$M$151,Daten!$B$150:$M$150)*$T42*24/1000)","v":0},{"$f":"IF($D42=\"\",0,(_xlfn.XLOOKUP($D42,Daten!$A$152:$A$154,_xlfn.XLOOKUP(X$6,Daten!$B$151:$M$151,Daten!$B$152:$M$154))\n+IF($G42>_xlfn.XLOOKUP($D42,GI!$C$77:$G$77,GI!$C$80:$G$80),($G42-_xlfn.XLOOKUP($D42,GI!$C$77:$G$77,GI!$C$80:$G$80))/4,0))\n*_xlfn.XLOOKUP(X$6,Daten!$B$151:$M$151,Daten!$B$150:$M$150)*$T42*24/1000)","v":0},{"$f":"IF($D42=\"\",0,(_xlfn.XLOOKUP($D42,Daten!$A$152:$A$154,_xlfn.XLOOKUP(Y$6,Daten!$B$151:$M$151,Daten!$B$152:$M$154))\n+IF($G42>_xlfn.XLOOKUP($D42,GI!$C$77:$G$77,GI!$C$80:$G$80),($G42-_xlfn.XLOOKUP($D42,GI!$C$77:$G$77,GI!$C$80:$G$80))/4,0))\n*_xlfn.XLOOKUP(Y$6,Daten!$B$151:$M$151,Daten!$B$150:$M$150)*$T42*24/1000)","v":0},{"$f":"IF($D42=\"\",0,(_xlfn.XLOOKUP($D42,Daten!$A$152:$A$154,_xlfn.XLOOKUP(Z$6,Daten!$B$151:$M$151,Daten!$B$152:$M$154))\n+IF($G42>_xlfn.XLOOKUP($D42,GI!$C$77:$G$77,GI!$C$80:$G$80),($G42-_xlfn.XLOOKUP($D42,GI!$C$77:$G$77,GI!$C$80:$G$80))/4,0))\n*_xlfn.XLOOKUP(Z$6,Daten!$B$151:$M$151,Daten!$B$150:$M$150)*$T42*24/1000)","v":0},{"$f":"IF($D42=\"\",0,(_xlfn.XLOOKUP($D42,Daten!$A$152:$A$154,_xlfn.XLOOKUP(AA$6,Daten!$B$151:$M$151,Daten!$B$152:$M$154))\n+IF($G42>_xlfn.XLOOKUP($D42,GI!$C$77:$G$77,GI!$C$80:$G$80),($G42-_xlfn.XLOOKUP($D42,GI!$C$77:$G$77,GI!$C$80:$G$80))/4,0))\n*_xlfn.XLOOKUP(AA$6,Daten!$B$151:$M$151,Daten!$B$150:$M$150)*$T42*24/1000)","v":0},{"$f":"IF($D42=\"\",0,(_xlfn.XLOOKUP($D42,Daten!$A$152:$A$154,_xlfn.XLOOKUP(AB$6,Daten!$B$151:$M$151,Daten!$B$152:$M$154))\n+IF($G42>_xlfn.XLOOKUP($D42,GI!$C$77:$G$77,GI!$C$80:$G$80),($G42-_xlfn.XLOOKUP($D42,GI!$C$77:$G$77,GI!$C$80:$G$80))/4,0))\n*_xlfn.XLOOKUP(AB$6,Daten!$B$151:$M$151,Daten!$B$150:$M$150)*$T42*24/1000)","v":0},{"$f":"IF($D42=\"\",0,(_xlfn.XLOOKUP($D42,Daten!$A$152:$A$154,_xlfn.XLOOKUP(AC$6,Daten!$B$151:$M$151,Daten!$B$152:$M$154))\n+IF($G42>_xlfn.XLOOKUP($D42,GI!$C$77:$G$77,GI!$C$80:$G$80),($G42-_xlfn.XLOOKUP($D42,GI!$C$77:$G$77,GI!$C$80:$G$80))/4,0))\n*_xlfn.XLOOKUP(AC$6,Daten!$B$151:$M$151,Daten!$B$150:$M$150)*$T42*24/1000)","v":0},{"$f":"IF($D42=\"\",0,(_xlfn.XLOOKUP($D42,Daten!$A$152:$A$154,_xlfn.XLOOKUP(AD$6,Daten!$B$151:$M$151,Daten!$B$152:$M$154))\n+IF($G42>_xlfn.XLOOKUP($D42,GI!$C$77:$G$77,GI!$C$80:$G$80),($G42-_xlfn.XLOOKUP($D42,GI!$C$77:$G$77,GI!$C$80:$G$80))/4,0))\n*_xlfn.XLOOKUP(AD$6,Daten!$B$151:$M$151,Daten!$B$150:$M$150)*$T42*24/1000)","v":0},{"$f":"IF($D42=\"\",0,(_xlfn.XLOOKUP($D42,Daten!$A$152:$A$154,_xlfn.XLOOKUP(AE$6,Daten!$B$151:$M$151,Daten!$B$152:$M$154))\n+IF($G42>_xlfn.XLOOKUP($D42,GI!$C$77:$G$77,GI!$C$80:$G$80),($G42-_xlfn.XLOOKUP($D42,GI!$C$77:$G$77,GI!$C$80:$G$80))/4,0))\n*_xlfn.XLOOKUP(AE$6,Daten!$B$151:$M$151,Daten!$B$150:$M$150)*$T42*24/1000)","v":0},{"$f":"IF($D42=\"\",0,(_xlfn.XLOOKUP($D42,Daten!$A$152:$A$154,_xlfn.XLOOKUP(AF$6,Daten!$B$151:$M$151,Daten!$B$152:$M$154))\n+IF($G42>_xlfn.XLOOKUP($D42,GI!$C$77:$G$77,GI!$C$80:$G$80),($G42-_xlfn.XLOOKUP($D42,GI!$C$77:$G$77,GI!$C$80:$G$80))/4,0))\n*_xlfn.XLOOKUP(AF$6,Daten!$B$151:$M$151,Daten!$B$150:$M$150)*$T42*24/1000)","v":0},0]
[{"$nulls":19},0,{"$f":"IF($D43=\"\",0,(_xlfn.XLOOKUP($D43,Daten!$A$152:$A$154,_xlfn.XLOOKUP(U$6,Daten!$B$151:$M$151,Daten!$B$152:$M$154))\n+IF($G43>_xlfn.XLOOKUP($D43,GI!$C$77:$G$77,GI!$C$80:$G$80),($G43-_xlfn.XLOOKUP($D43,GI!$C$77:$G$77,GI!$C$80:$G$80))/4,0))\n*_xlfn.XLOOKUP(U$6,Daten!$B$151:$M$151,Daten!$B$150:$M$150)*$T43*24/1000)","v":0},{"$f":"IF($D43=\"\",0,(_xlfn.XLOOKUP($D43,Daten!$A$152:$A$154,_xlfn.XLOOKUP(V$6,Daten!$B$151:$M$151,Daten!$B$152:$M$154))\n+IF($G43>_xlfn.XLOOKUP($D43,GI!$C$77:$G$77,GI!$C$80:$G$80),($G43-_xlfn.XLOOKUP($D43,GI!$C$77:$G$77,GI!$C$80:$G$80))/4,0))\n*_xlfn.XLOOKUP(V$6,Daten!$B$151:$M$151,Daten!$B$150:$M$150)*$T43*24/1000)","v":0},{"$f":"IF($D43=\"\",0,(_xlfn.XLOOKUP($D43,Daten!$A$152:$A$154,_xlfn.XLOOKUP(W$6,Daten!$B$151:$M$151,Daten!$B$152:$M$154))\n+IF($G43>_xlfn.XLOOKUP($D43,GI!$C$77:$G$77,GI!$C$80:$G$80),($G43-_xlfn.XLOOKUP($D43,GI!$C$77:$G$77,GI!$C$80:$G$80))/4,0))\n*_xlfn.XLOOKUP(W$6,Daten!$B$151:$M$151,Daten!$B$150:$M$150)*$T43*24/1000)","v":0},{"$f":"IF($D43=\"\",0,(_xlfn.XLOOKUP($D43,Daten!$A$152:$A$154,_xlfn.XLOOKUP(X$6,Daten!$B$151:$M$151,Daten!$B$152:$M$154))\n+IF($G43>_xlfn.XLOOKUP($D43,GI!$C$77:$G$77,GI!$C$80:$G$80),($G43-_xlfn.XLOOKUP($D43,GI!$C$77:$G$77,GI!$C$80:$G$80))/4,0))\n*_xlfn.XLOOKUP(X$6,Daten!$B$151:$M$151,Daten!$B$150:$M$150)*$T43*24/1000)","v":0},{"$f":"IF($D43=\"\",0,(_xlfn.XLOOKUP($D43,Daten!$A$152:$A$154,_xlfn.XLOOKUP(Y$6,Daten!$B$151:$M$151,Daten!$B$152:$M$154))\n+IF($G43>_xlfn.XLOOKUP($D43,GI!$C$77:$G$77,GI!$C$80:$G$80),($G43-_xlfn.XLOOKUP($D43,GI!$C$77:$G$77,GI!$C$80:$G$80))/4,0))\n*_xlfn.XLOOKUP(Y$6,Daten!$B$151:$M$151,Daten!$B$150:$M$150)*$T43*24/1000)","v":0},{"$f":"IF($D43=\"\",0,(_xlfn.XLOOKUP($D43,Daten!$A$152:$A$154,_xlfn.XLOOKUP(Z$6,Daten!$B$151:$M$151,Daten!$B$152:$M$154))\n+IF($G43>_xlfn.XLOOKUP($D43,GI!$C$77:$G$77,GI!$C$80:$G$80),($G43-_xlfn.XLOOKUP($D43,GI!$C$77:$G$77,GI!$C$80:$G$80))/4,0))\n*_xlfn.XLOOKUP(Z$6,Daten!$B$151:$M$151,Daten!$B$150:$M$150)*$T43*24/1000)","v":0},{"$f":"IF($D43=\"\",0,(_xlfn.XLOOKUP($D43,Daten!$A$152:$A$154,_xlfn.XLOOKUP(AA$6,Daten!$B$151:$M$151,Daten!$B$152:$M$154))\n+IF($G43>_xlfn.XLOOKUP($D43,GI!$C$77:$G$77,GI!$C$80:$G$80),($G43-_xlfn.XLOOKUP($D43,GI!$C$77:$G$77,GI!$C$80:$G$80))/4,0))\n*_xlfn.XLOOKUP(AA$6,Daten!$B$151:$M$151,Daten!$B$150:$M$150)*$T43*24/1000)","v":0},{"$f":"IF($D43=\"\",0,(_xlfn.XLOOKUP($D43,Daten!$A$152:$A$154,_xlfn.XLOOKUP(AB$6,Daten!$B$151:$M$151,Daten!$B$152:$M$154))\n+IF($G43>_xlfn.XLOOKUP($D43,GI!$C$77:$G$77,GI!$C$80:$G$80),($G43-_xlfn.XLOOKUP($D43,GI!$C$77:$G$77,GI!$C$80:$G$80))/4,0))\n*_xlfn.XLOOKUP(AB$6,Daten!$B$151:$M$151,Daten!$B$150:$M$150)*$T43*24/1000)","v":0},{"$f":"IF($D43=\"\",0,(_xlfn.XLOOKUP($D43,Daten!$A$152:$A$154,_xlfn.XLOOKUP(AC$6,Daten!$B$151:$M$151,Daten!$B$152:$M$154))\n+IF($G43>_xlfn.XLOOKUP($D43,GI!$C$77:$G$77,GI!$C$80:$G$80),($G43-_xlfn.XLOOKUP($D43,GI!$C$77:$G$77,GI!$C$80:$G$80))/4,0))\n*_xlfn.XLOOKUP(AC$6,Daten!$B$151:$M$151,Daten!$B$150:$M$150)*$T43*24/1000)","v":0},{"$f":"IF($D43=\"\",0,(_xlfn.XLOOKUP($D43,Daten!$A$152:$A$154,_xlfn.XLOOKUP(AD$6,Daten!$B$151:$M$151,Daten!$B$152:$M$154))\n+IF($G43>_xlfn.XLOOKUP($D43,GI!$C$77:$G$77,GI!$C$80:$G$80),($G43-_xlfn.XLOOKUP($D43,GI!$C$77:$G$77,GI!$C$80:$G$80))/4,0))\n*_xlfn.XLOOKUP(AD$6,Daten!$B$151:$M$151,Daten!$B$150:$M$150)*$T43*24/1000)","v":0},{"$f":"IF($D43=\"\",0,(_xlfn.XLOOKUP($D43,Daten!$A$152:$A$154,_xlfn.XLOOKUP(AE$6,Daten!$B$151:$M$151,Daten!$B$152:$M$154))\n+IF($G43>_xlfn.XLOOKUP($D43,GI!$C$77:$G$77,GI!$C$80:$G$80),($G43-_xlfn.XLOOKUP($D43,GI!$C$77:$G$77,GI!$C$80:$G$80))/4,0))\n*_xlfn.XLOOKUP(AE$6,Daten!$B$151:$M$151,Daten!$B$150:$M$150)*$T43*24/1000)","v":0},{"$f":"IF($D43=\"\",0,(_xlfn.XLOOKUP($D43,Daten!$A$152:$A$154,_xlfn.XLOOKUP(AF$6,Daten!$B$151:$M$151,Daten!$B$152:$M$154))\n+IF($G43>_xlfn.XLOOKUP($D43,GI!$C$77:$G$77,GI!$C$80:$G$80),($G43-_xlfn.XLOOKUP($D43,GI!$C$77:$G$77,GI!$C$80:$G$80))/4,0))\n*_xlfn.XLOOKUP(AF$6,Daten!$B$151:$M$151,Daten!$B$150:$M$150)*$T43*24/1000)","v":0},0]
[]
[null,null,"1.2.1 Fotos, Beschreibungen und Bemerkungen"]
[null,null,"Freitext. "]
[]
[null,null,"1.3 Fenster"]
[{"$nulls":19},0,{"$f":"IF($D49=\"\",0,(_xlfn.XLOOKUP($D49,Daten!$A$152:$A$154,_xlfn.XLOOKUP(U$6,Daten!$B$151:$M$151,Daten!$B$152:$M$154))\n+IF($G49>_xlfn.XLOOKUP($D49,GI!$C$77:$G$77,GI!$C$80:$G$80),($G49-_xlfn.XLOOKUP($D49,GI!$C$77:$G$77,GI!$C$80:$G$80))/4,0))\n*_xlfn.XLOOKUP(U$6,Daten!$B$151:$M$151,Daten!$B$150:$M$150)*$T49*24/1000)","v":0},{"$f":"IF($D49=\"\",0,(_xlfn.XLOOKUP($D49,Daten!$A$152:$A$154,_xlfn.XLOOKUP(V$6,Daten!$B$151:$M$151,Daten!$B$152:$M$154))\n+IF($G49>_xlfn.XLOOKUP($D49,GI!$C$77:$G$77,GI!$C$80:$G$80),($G49-_xlfn.XLOOKUP($D49,GI!$C$77:$G$77,GI!$C$80:$G$80))/4,0))\n*_xlfn.XLOOKUP(V$6,Daten!$B$151:$M$151,Daten!$B$150:$M$150)*$T49*24/1000)","v":0},{"$f":"IF($D49=\"\",0,(_xlfn.XLOOKUP($D49,Daten!$A$152:$A$154,_xlfn.XLOOKUP(W$6,Daten!$B$151:$M$151,Daten!$B$152:$M$154))\n+IF($G49>_xlfn.XLOOKUP($D49,GI!$C$77:$G$77,GI!$C$80:$G$80),($G49-_xlfn.XLOOKUP($D49,GI!$C$77:$G$77,GI!$C$80:$G$80))/4,0))\n*_xlfn.XLOOKUP(W$6,Daten!$B$151:$M$151,Daten!$B$150:$M$150)*$T49*24/1000)","v":0},{"$f":"IF($D49=\"\",0,(_xlfn.XLOOKUP($D49,Daten!$A$152:$A$154,_xlfn.XLOOKUP(X$6,Daten!$B$151:$M$151,Daten!$B$152:$M$154))\n+IF($G49>_xlfn.XLOOKUP($D49,GI!$C$77:$G$77,GI!$C$80:$G$80),($G49-_xlfn.XLOOKUP($D49,GI!$C$77:$G$77,GI!$C$80:$G$80))/4,0))\n*_xlfn.XLOOKUP(X$6,Daten!$B$151:$M$151,Daten!$B$150:$M$150)*$T49*24/1000)","v":0},{"$f":"IF($D49=\"\",0,(_xlfn.XLOOKUP($D49,Daten!$A$152:$A$154,_xlfn.XLOOKUP(Y$6,Daten!$B$151:$M$151,Daten!$B$152:$M$154))\n+IF($G49>_xlfn.XLOOKUP($D49,GI!$C$77:$G$77,GI!$C$80:$G$80),($G49-_xlfn.XLOOKUP($D49,GI!$C$77:$G$77,GI!$C$80:$G$80))/4,0))\n*_xlfn.XLOOKUP(Y$6,Daten!$B$151:$M$151,Daten!$B$150:$M$150)*$T49*24/1000)","v":0},{"$f":"IF($D49=\"\",0,(_xlfn.XLOOKUP($D49,Daten!$A$152:$A$154,_xlfn.XLOOKUP(Z$6,Daten!$B$151:$M$151,Daten!$B$152:$M$154))\n+IF($G49>_xlfn.XLOOKUP($D49,GI!$C$77:$G$77,GI!$C$80:$G$80),($G49-_xlfn.XLOOKUP($D49,GI!$C$77:$G$77,GI!$C$80:$G$80))/4,0))\n*_xlfn.XLOOKUP(Z$6,Daten!$B$151:$M$151,Daten!$B$150:$M$150)*$T49*24/1000)","v":0},{"$f":"IF($D49=\"\",0,(_xlfn.XLOOKUP($D49,Daten!$A$152:$A$154,_xlfn.XLOOKUP(AA$6,Daten!$B$151:$M$151,Daten!$B$152:$M$154))\n+IF($G49>_xlfn.XLOOKUP($D49,GI!$C$77:$G$77,GI!$C$80:$G$80),($G49-_xlfn.XLOOKUP($D49,GI!$C$77:$G$77,GI!$C$80:$G$80))/4,0))\n*_xlfn.XLOOKUP(AA$6,Daten!$B$151:$M$151,Daten!$B$150:$M$150)*$T49*24/1000)","v":0},{"$f":"IF($D49=\"\",0,(_xlfn.XLOOKUP($D49,Daten!$A$152:$A$154,_xlfn.XLOOKUP(AB$6,Daten!$B$151:$M$151,Daten!$B$152:$M$154))\n+IF($G49>_xlfn.XLOOKUP($D49,GI!$C$77:$G$77,GI!$C$80:$G$80),($G49-_xlfn.XLOOKUP($D49,GI!$C$77:$G$77,GI!$C$80:$G$80))/4,0))\n*_xlfn.XLOOKUP(AB$6,Daten!$B$151:$M$151,Daten!$B$150:$M$150)*$T49*24/1000)","v":0},{"$f":"IF($D49=\"\",0,(_xlfn.XLOOKUP($D49,Daten!$A$152:$A$154,_xlfn.XLOOKUP(AC$6,Daten!$B$151:$M$151,Daten!$B$152:$M$154))\n+IF($G49>_xlfn.XLOOKUP($D49,GI!$C$77:$G$77,GI!$C$80:$G$80),($G49-_xlfn.XLOOKUP($D49,GI!$C$77:$G$77,GI!$C$80:$G$80))/4,0))\n*_xlfn.XLOOKUP(AC$6,Daten!$B$151:$M$151,Daten!$B$150:$M$150)*$T49*24/1000)","v":0},{"$f":"IF($D49=\"\",0,(_xlfn.XLOOKUP($D49,Daten!$A$152:$A$154,_xlfn.XLOOKUP(AD$6,Daten!$B$151:$M$151,Daten!$B$152:$M$154))\n+IF($G49>_xlfn.XLOOKUP($D49,GI!$C$77:$G$77,GI!$C$80:$G$80),($G49-_xlfn.XLOOKUP($D49,GI!$C$77:$G$77,GI!$C$80:$G$80))/4,0))\n*_xlfn.XLOOKUP(AD$6,Daten!$B$151:$M$151,Daten!$B$150:$M$150)*$T49*24/1000)","v":0},{"$f":"IF($D49=\"\",0,(_xlfn.XLOOKUP($D49,Daten!$A$152:$A$154,_xlfn.XLOOKUP(AE$6,Daten!$B$151:$M$151,Daten!$B$152:$M$154))\n+IF($G49>_xlfn.XLOOKUP($D49,GI!$C$77:$G$77,GI!$C$80:$G$80),($G49-_xlfn.XLOOKUP($D49,GI!$C$77:$G$77,GI!$C$80:$G$80))/4,0))\n*_xlfn.XLOOKUP(AE$6,Daten!$B$151:$M$151,Daten!$B$150:$M$150)*$T49*24/1000)","v":0},{"$f":"IF($D49=\"\",0,(_xlfn.XLOOKUP($D49,Daten!$A$152:$A$154,_xlfn.XLOOKUP(AF$6,Daten!$B$151:$M$151,Daten!$B$152:$M$154))\n+IF($G49>_xlfn.XLOOKUP($D49,GI!$C$77:$G$77,GI!$C$80:$G$80),($G49-_xlfn.XLOOKUP($D49,GI!$C$77:$G$77,GI!$C$80:$G$80))/4,0))\n*_xlfn.XLOOKUP(AF$6,Daten!$B$151:$M$151,Daten!$B$150:$M$150)*$T49*24/1000)","v":0},{"$f":"SUM(U49:AF49)","v":0},{"$f":"(IF($O49=\"\",0,_xlfn.XLOOKUP($O49,Daten!$A$79:$A$95,Daten!B$79:B$95))*$E49*0.9*$I49\n*$AY49)","v":{"v":0,"d":"0.00"}},{"$f":"(IF($O49=\"\",0,_xlfn.XLOOKUP($O49,Daten!$A$79:$A$95,Daten!C$79:C$95))*$E49*0.9*$I49\n*$AY49)","v":{"v":0,"d":"0.00"}},{"$f":"(IF($O49=\"\",0,_xlfn.XLOOKUP($O49,Daten!$A$79:$A$95,Daten!D$79:D$95))*$E49*0.9*$I49\n*$AY49)","v":{"v":0,"d":"0.00"}},{"$f":"(IF($O49=\"\",0,_xlfn.XLOOKUP($O49,Daten!$A$79:$A$95,Daten!E$79:E$95))*$E49*0.9*$I49\n*$AY49)","v":{"v":0,"d":"0.00"}},{"$f":"(IF($O49=\"\",0,_xlfn.XLOOKUP($O49,Daten!$A$79:$A$95,Daten!F$79:F$95))*$E49*0.9*$I49\n*$AY49)","v":{"v":0,"d":"0.00"}},{"$f":"(IF($O49=\"\",0,_xlfn.XLOOKUP($O49,Daten!$A$79:$A$95,Daten!G$79:G$95))*$E49*0.9*$I49\n*$AY49)","v":{"v":0,"d":"0.00"}},{"$f":"(IF($O49=\"\",0,_xlfn.XLOOKUP($O49,Daten!$A$79:$A$95,Daten!H$79:H$95))*$E49*0.9*$I49\n*$AY49)","v":{"v":0,"d":"0.00"}},{"$f":"(IF($O49=\"\",0,_xlfn.XLOOKUP($O49,Daten!$A$79:$A$95,Daten!I$79:I$95))*$E49*0.9*$I49\n*$AY49)","v":{"v":0,"d":"0.00"}},{"$f":"(IF($O49=\"\",0,_xlfn.XLOOKUP($O49,Daten!$A$79:$A$95,Daten!J$79:J$95))*$E49*0.9*$I49\n*$AY49)","v":{"v":0,"d":"0.00"}},{"$f":"(IF($O49=\"\",0,_xlfn.XLOOKUP($O49,Daten!$A$79:$A$95,Daten!K$79:K$95))*$E49*0.9*$I49\n*$AY49)","v":{"v":0,"d":"0.00"}},{"$f":"(IF($O49=\"\",0,_xlfn.XLOOKUP($O49,Daten!$A$79:$A$95,Daten!L$79:L$95))*$E49*0.9*$I49\n*$AY49)","v":{"v":0,"d":"0.00"}},{"$f":"(IF($O49=\"\",0,_xlfn.XLOOKUP($O49,Daten!$A$79:$A$95,Daten!M$79:M$95))*$E49*0.9*$I49\n*$AY49)","v":{"v":0,"d":"0.00"}},{"$f":"SUM(AH49:AS49)","v":{"v":0,"d":"0.00"}},{"$f":"IFERROR(_xlfn.XLOOKUP(K49,Daten!$C$109:$C$116,_xlfn.XLOOKUP(O49,Daten!$E$108:$U$108,Daten!$E$109:$U$116)),1)","v":{"v":1,"d":"1.00"}},{"$f":"IFERROR(IF(O49=\"H\",1,_xlfn.XLOOKUP(L49,Daten!$C$127:$C$132,_xlfn.XLOOKUP(O49,Daten!$E$126:$U$126,Daten!$E$127:$U$132))),1)","v":{"v":1,"d":"1.00"}},{"$f":"IFERROR(IF(O49=\"H\",1,_xlfn.XLOOKUP(M49,Daten!$C$143:$C$148,_xlfn.XLOOKUP(O49,Daten!$E$142:$U$142,Daten!$E$143:$U$148))),1)","v":{"v":1,"d":"1.00"}},{"$f":"IFERROR(IF(O49=\"H\",1,_xlfn.XLOOKUP(N49,Daten!$C$143:$C$148,_xlfn.XLOOKUP(O49,Daten!$E$142:$U$142,Daten!$E$143:$U$148))),1)","v":{"v":1,"d":"1.00"}},{"$f":"AU49*AV49*AW49*AX49","v":{"v":1,"d":"1.00"}}]
[{"$nulls":19},0,{"$f":"IF($D50=\"\",0,(_xlfn.XLOOKUP($D50,Daten!$A$152:$A$154,_xlfn.XLOOKUP(U$6,Daten!$B$151:$M$151,Daten!$B$152:$M$154))\n+IF($G50>_xlfn.XLOOKUP($D50,GI!$C$77:$G$77,GI!$C$80:$G$80),($G50-_xlfn.XLOOKUP($D50,GI!$C$77:$G$77,GI!$C$80:$G$80))/4,0))\n*_xlfn.XLOOKUP(U$6,Daten!$B$151:$M$151,Daten!$B$150:$M$150)*$T50*24/1000)","v":0},{"$f":"IF($D50=\"\",0,(_xlfn.XLOOKUP($D50,Daten!$A$152:$A$154,_xlfn.XLOOKUP(V$6,Daten!$B$151:$M$151,Daten!$B$152:$M$154))\n+IF($G50>_xlfn.XLOOKUP($D50,GI!$C$77:$G$77,GI!$C$80:$G$80),($G50-_xlfn.XLOOKUP($D50,GI!$C$77:$G$77,GI!$C$80:$G$80))/4,0))\n*_xlfn.XLOOKUP(V$6,Daten!$B$151:$M$151,Daten!$B$150:$M$150)*$T50*24/1000)","v":0},{"$f":"IF($D50=\"\",0,(_xlfn.XLOOKUP($D50,Daten!$A$152:$A$154,_xlfn.XLOOKUP(W$6,Daten!$B$151:$M$151,Daten!$B$152:$M$154))\n+IF($G50>_xlfn.XLOOKUP($D50,GI!$C$77:$G$77,GI!$C$80:$G$80),($G50-_xlfn.XLOOKUP($D50,GI!$C$77:$G$77,GI!$C$80:$G$80))/4,0))\n*_xlfn.XLOOKUP(W$6,Daten!$B$151:$M$151,Daten!$B$150:$M$150)*$T50*24/1000)","v":0},{"$f":"IF($D50=\"\",0,(_xlfn.XLOOKUP($D50,Daten!$A$152:$A$154,_xlfn.XLOOKUP(X$6,Daten!$B$151:$M$151,Daten!$B$152:$M$154))\n+IF($G50>_xlfn.XLOOKUP($D50,GI!$C$77:$G$77,GI!$C$80:$G$80),($G50-_xlfn.XLOOKUP($D50,GI!$C$77:$G$77,GI!$C$80:$G$80))/4,0))\n*_xlfn.XLOOKUP(X$6,Daten!$B$151:$M$151,Daten!$B$150:$M$150)*$T50*24/1000)","v":0},{"$f":"IF($D50=\"\",0,(_xlfn.XLOOKUP($D50,Daten!$A$152:$A$154,_xlfn.XLOOKUP(Y$6,Daten!$B$151:$M$151,Daten!$B$152:$M$154))\n+IF($G50>_xlfn.XLOOKUP($D50,GI!$C$77:$G$77,GI!$C$80:$G$80),($G50-_xlfn.XLOOKUP($D50,GI!$C$77:$G$77,GI!$C$80:$G$80))/4,0))\n*_xlfn.XLOOKUP(Y$6,Daten!$B$151:$M$151,Daten!$B$150:$M$150)*$T50*24/1000)","v":0},{"$f":"IF($D50=\"\",0,(_xlfn.XLOOKUP($D50,Daten!$A$152:$A$154,_xlfn.XLOOKUP(Z$6,Daten!$B$151:$M$151,Daten!$B$152:$M$154))\n+IF($G50>_xlfn.XLOOKUP($D50,GI!$C$77:$G$77,GI!$C$80:$G$80),($G50-_xlfn.XLOOKUP($D50,GI!$C$77:$G$77,GI!$C$80:$G$80))/4,0))\n*_xlfn.XLOOKUP(Z$6,Daten!$B$151:$M$151,Daten!$B$150:$M$150)*$T50*24/1000)","v":0},{"$f":"IF($D50=\"\",0,(_xlfn.XLOOKUP($D50,Daten!$A$152:$A$154,_xlfn.XLOOKUP(AA$6,Daten!$B$151:$M$151,Daten!$B$152:$M$154))\n+IF($G50>_xlfn.XLOOKUP($D50,GI!$C$77:$G$77,GI!$C$80:$G$80),($G50-_xlfn.XLOOKUP($D50,GI!$C$77:$G$77,GI!$C$80:$G$80))/4,0))\n*_xlfn.XLOOKUP(AA$6,Daten!$B$151:$M$151,Daten!$B$150:$M$150)*$T50*24/1000)","v":0},{"$f":"IF($D50=\"\",0,(_xlfn.XLOOKUP($D50,Daten!$A$152:$A$154,_xlfn.XLOOKUP(AB$6,Daten!$B$151:$M$151,Daten!$B$152:$M$154))\n+IF($G50>_xlfn.XLOOKUP($D50,GI!$C$77:$G$77,GI!$C$80:$G$80),($G50-_xlfn.XLOOKUP($D50,GI!$C$77:$G$77,GI!$C$80:$G$80))/4,0))\n*_xlfn.XLOOKUP(AB$6,Daten!$B$151:$M$151,Daten!$B$150:$M$150)*$T50*24/1000)","v":0},{"$f":"IF($D50=\"\",0,(_xlfn.XLOOKUP($D50,Daten!$A$152:$A$154,_xlfn.XLOOKUP(AC$6,Daten!$B$151:$M$151,Daten!$B$152:$M$154))\n+IF($G50>_xlfn.XLOOKUP($D50,GI!$C$77:$G$77,GI!$C$80:$G$80),($G50-_xlfn.XLOOKUP($D50,GI!$C$77:$G$77,GI!$C$80:$G$80))/4,0))\n*_xlfn.XLOOKUP(AC$6,Daten!$B$151:$M$151,Daten!$B$150:$M$150)*$T50*24/1000)","v":0},{"$f":"IF($D50=\"\",0,(_xlfn.XLOOKUP($D50,Daten!$A$152:$A$154,_xlfn.XLOOKUP(AD$6,Daten!$B$151:$M$151,Daten!$B$152:$M$154))\n+IF($G50>_xlfn.XLOOKUP($D50,GI!$C$77:$G$77,GI!$C$80:$G$80),($G50-_xlfn.XLOOKUP($D50,GI!$C$77:$G$77,GI!$C$80:$G$80))/4,0))\n*_xlfn.XLOOKUP(AD$6,Daten!$B$151:$M$151,Daten!$B$150:$M$150)*$T50*24/1000)","v":0},{"$f":"IF($D50=\"\",0,(_xlfn.XLOOKUP($D50,Daten!$A$152:$A$154,_xlfn.XLOOKUP(AE$6,Daten!$B$151:$M$151,Daten!$B$152:$M$154))\n+IF($G50>_xlfn.XLOOKUP($D50,GI!$C$77:$G$77,GI!$C$80:$G$80),($G50-_xlfn.XLOOKUP($D50,GI!$C$77:$G$77,GI!$C$80:$G$80))/4,0))\n*_xlfn.XLOOKUP(AE$6,Daten!$B$151:$M$151,Daten!$B$150:$M$150)*$T50*24/1000)","v":0},{"$f":"IF($D50=\"\",0,(_xlfn.XLOOKUP($D50,Daten!$A$152:$A$154,_xlfn.XLOOKUP(AF$6,Daten!$B$151:$M$151,Daten!$B$152:$M$154))\n+IF($G50>_xlfn.XLOOKUP($D50,GI!$C$77:$G$77,GI!$C$80:$G$80),($G50-_xlfn.XLOOKUP($D50,GI!$C$77:$G$77,GI!$C$80:$G$80))/4,0))\n*_xlfn.XLOOKUP(AF$6,Daten!$B$151:$M$151,Daten!$B$150:$M$150)*$T50*24/1000)","v":0},0,{"$f":"(IF($O50=\"\",0,_xlfn.XLOOKUP($O50,Daten!$A$79:$A$95,Daten!B$79:B$95))*$E50*0.9*$I50\n*$AY50)","v":{"v":0,"d":"0.00"}},{"$f":"(IF($O50=\"\",0,_xlfn.XLOOKUP($O50,Daten!$A$79:$A$95,Daten!C$79:C$95))*$E50*0.9*$I50\n*$AY50)","v":{"v":0,"d":"0.00"}},{"$f":"(IF($O50=\"\",0,_xlfn.XLOOKUP($O50,Daten!$A$79:$A$95,Daten!D$79:D$95))*$E50*0.9*$I50\n*$AY50)","v":{"v":0,"d":"0.00"}},{"$f":"(IF($O50=\"\",0,_xlfn.XLOOKUP($O50,Daten!$A$79:$A$95,Daten!E$79:E$95))*$E50*0.9*$I50\n*$AY50)","v":{"v":0,"d":"0.00"}},{"$f":"(IF($O50=\"\",0,_xlfn.XLOOKUP($O50,Daten!$A$79:$A$95,Daten!F$79:F$95))*$E50*0.9*$I50\n*$AY50)","v":{"v":0,"d":"0.00"}},{"$f":"(IF($O50=\"\",0,_xlfn.XLOOKUP($O50,Daten!$A$79:$A$95,Daten!G$79:G$95))*$E50*0.9*$I50\n*$AY50)","v":{"v":0,"d":"0.00"}},{"$f":"(IF($O50=\"\",0,_xlfn.XLOOKUP($O50,Daten!$A$79:$A$95,Daten!H$79:H$95))*$E50*0.9*$I50\n*$AY50)","v":{"v":0,"d":"0.00"}},{"$f":"(IF($O50=\"\",0,_xlfn.XLOOKUP($O50,Daten!$A$79:$A$95,Daten!I$79:I$95))*$E50*0.9*$I50\n*$AY50)","v":{"v":0,"d":"0.00"}},{"$f":"(IF($O50=\"\",0,_xlfn.XLOOKUP($O50,Daten!$A$79:$A$95,Daten!J$79:J$95))*$E50*0.9*$I50\n*$AY50)","v":{"v":0,"d":"0.00"}},{"$f":"(IF($O50=\"\",0,_xlfn.XLOOKUP($O50,Daten!$A$79:$A$95,Daten!K$79:K$95))*$E50*0.9*$I50\n*$AY50)","v":{"v":0,"d":"0.00"}},{"$f":"(IF($O50=\"\",0,_xlfn.XLOOKUP($O50,Daten!$A$79:$A$95,Daten!L$79:L$95))*$E50*0.9*$I50\n*$AY50)","v":{"v":0,"d":"0.00"}},{"$f":"(IF($O50=\"\",0,_xlfn.XLOOKUP($O50,Daten!$A$79:$A$95,Daten!M$79:M$95))*$E50*0.9*$I50\n*$AY50)","v":{"v":0,"d":"0.00"}},{"$f":"SUM(AH50:AS50)","v":{"v":0,"d":"0.00"}},{"$f":"IFERROR(_xlfn.XLOOKUP(K50,Daten!$C$109:$C$116,_xlfn.XLOOKUP(O50,Daten!$E$108:$U$108,Daten!$E$109:$U$116)),1)","v":{"v":1,"d":"1.00"}},{"$f":"IFERROR(IF(O50=\"H\",1,_xlfn.XLOOKUP(L50,Daten!$C$127:$C$132,_xlfn.XLOOKUP(O50,Daten!$E$126:$U$126,Daten!$E$127:$U$132))),1)","v":{"v":1,"d":"1.00"}},{"$f":"IFERROR(IF(O50=\"H\",1,_xlfn.XLOOKUP(M50,Daten!$C$143:$C$148,_xlfn.XLOOKUP(O50,Daten!$E$142:$U$142,Daten!$E$143:$U$148))),1)","v":{"v":1,"d":"1.00"}},{"$f":"IFERROR(IF(O50=\"H\",1,_xlfn.XLOOKUP(N50,Daten!$C$143:$C$148,_xlfn.XLOOKUP(O50,Daten!$E$142:$U$142,Daten!$E$143:$U$148))),1)","v":{"v":1,"d":"1.00"}},{"$f":"AU50*AV50*AW50*AX50","v":{"v":1,"d":"1.00"}}]
[{"$nulls":19},0,{"$f":"IF($D51=\"\",0,(_xlfn.XLOOKUP($D51,Daten!$A$152:$A$154,_xlfn.XLOOKUP(U$6,Daten!$B$151:$M$151,Daten!$B$152:$M$154))\n+IF($G51>_xlfn.XLOOKUP($D51,GI!$C$77:$G$77,GI!$C$80:$G$80),($G51-_xlfn.XLOOKUP($D51,GI!$C$77:$G$77,GI!$C$80:$G$80))/4,0))\n*_xlfn.XLOOKUP(U$6,Daten!$B$151:$M$151,Daten!$B$150:$M$150)*$T51*24/1000)","v":0},{"$f":"IF($D51=\"\",0,(_xlfn.XLOOKUP($D51,Daten!$A$152:$A$154,_xlfn.XLOOKUP(V$6,Daten!$B$151:$M$151,Daten!$B$152:$M$154))\n+IF($G51>_xlfn.XLOOKUP($D51,GI!$C$77:$G$77,GI!$C$80:$G$80),($G51-_xlfn.XLOOKUP($D51,GI!$C$77:$G$77,GI!$C$80:$G$80))/4,0))\n*_xlfn.XLOOKUP(V$6,Daten!$B$151:$M$151,Daten!$B$150:$M$150)*$T51*24/1000)","v":0},{"$f":"IF($D51=\"\",0,(_xlfn.XLOOKUP($D51,Daten!$A$152:$A$154,_xlfn.XLOOKUP(W$6,Daten!$B$151:$M$151,Daten!$B$152:$M$154))\n+IF($G51>_xlfn.XLOOKUP($D51,GI!$C$77:$G$77,GI!$C$80:$G$80),($G51-_xlfn.XLOOKUP($D51,GI!$C$77:$G$77,GI!$C$80:$G$80))/4,0))\n*_xlfn.XLOOKUP(W$6,Daten!$B$151:$M$151,Daten!$B$150:$M$150)*$T51*24/1000)","v":0},{"$f":"IF($D51=\"\",0,(_xlfn.XLOOKUP($D51,Daten!$A$152:$A$154,_xlfn.XLOOKUP(X$6,Daten!$B$151:$M$151,Daten!$B$152:$M$154))\n+IF($G51>_xlfn.XLOOKUP($D51,GI!$C$77:$G$77,GI!$C$80:$G$80),($G51-_xlfn.XLOOKUP($D51,GI!$C$77:$G$77,GI!$C$80:$G$80))/4,0))\n*_xlfn.XLOOKUP(X$6,Daten!$B$151:$M$151,Daten!$B$150:$M$150)*$T51*24/1000)","v":0},{"$f":"IF($D51=\"\",0,(_xlfn.XLOOKUP($D51,Daten!$A$152:$A$154,_xlfn.XLOOKUP(Y$6,Daten!$B$151:$M$151,Daten!$B$152:$M$154))\n+IF($G51>_xlfn.XLOOKUP($D51,GI!$C$77:$G$77,GI!$C$80:$G$80),($G51-_xlfn.XLOOKUP($D51,GI!$C$77:$G$77,GI!$C$80:$G$80))/4,0))\n*_xlfn.XLOOKUP(Y$6,Daten!$B$151:$M$151,Daten!$B$150:$M$150)*$T51*24/1000)","v":0},{"$f":"IF($D51=\"\",0,(_xlfn.XLOOKUP($D51,Daten!$A$152:$A$154,_xlfn.XLOOKUP(Z$6,Daten!$B$151:$M$151,Daten!$B$152:$M$154))\n+IF($G51>_xlfn.XLOOKUP($D51,GI!$C$77:$G$77,GI!$C$80:$G$80),($G51-_xlfn.XLOOKUP($D51,GI!$C$77:$G$77,GI!$C$80:$G$80))/4,0))\n*_xlfn.XLOOKUP(Z$6,Daten!$B$151:$M$151,Daten!$B$150:$M$150)*$T51*24/1000)","v":0},{"$f":"IF($D51=\"\",0,(_xlfn.XLOOKUP($D51,Daten!$A$152:$A$154,_xlfn.XLOOKUP(AA$6,Daten!$B$151:$M$151,Daten!$B$152:$M$154))\n+IF($G51>_xlfn.XLOOKUP($D51,GI!$C$77:$G$77,GI!$C$80:$G$80),($G51-_xlfn.XLOOKUP($D51,GI!$C$77:$G$77,GI!$C$80:$G$80))/4,0))\n*_xlfn.XLOOKUP(AA$6,Daten!$B$151:$M$151,Daten!$B$150:$M$150)*$T51*24/1000)","v":0},{"$f":"IF($D51=\"\",0,(_xlfn.XLOOKUP($D51,Daten!$A$152:$A$154,_xlfn.XLOOKUP(AB$6,Daten!$B$151:$M$151,Daten!$B$152:$M$154))\n+IF($G51>_xlfn.XLOOKUP($D51,GI!$C$77:$G$77,GI!$C$80:$G$80),($G51-_xlfn.XLOOKUP($D51,GI!$C$77:$G$77,GI!$C$80:$G$80))/4,0))\n*_xlfn.XLOOKUP(AB$6,Daten!$B$151:$M$151,Daten!$B$150:$M$150)*$T51*24/1000)","v":0},{"$f":"IF($D51=\"\",0,(_xlfn.XLOOKUP($D51,Daten!$A$152:$A$154,_xlfn.XLOOKUP(AC$6,Daten!$B$151:$M$151,Daten!$B$152:$M$154))\n+IF($G51>_xlfn.XLOOKUP($D51,GI!$C$77:$G$77,GI!$C$80:$G$80),($G51-_xlfn.XLOOKUP($D51,GI!$C$77:$G$77,GI!$C$80:$G$80))/4,0))\n*_xlfn.XLOOKUP(AC$6,Daten!$B$151:$M$151,Daten!$B$150:$M$150)*$T51*24/1000)","v":0},{"$f":"IF($D51=\"\",0,(_xlfn.XLOOKUP($D51,Daten!$A$152:$A$154,_xlfn.XLOOKUP(AD$6,Daten!$B$151:$M$151,Daten!$B$152:$M$154))\n+IF($G51>_xlfn.XLOOKUP($D51,GI!$C$77:$G$77,GI!$C$80:$G$80),($G51-_xlfn.XLOOKUP($D51,GI!$C$77:$G$77,GI!$C$80:$G$80))/4,0))\n*_xlfn.XLOOKUP(AD$6,Daten!$B$151:$M$151,Daten!$B$150:$M$150)*$T51*24/1000)","v":0},{"$f":"IF($D51=\"\",0,(_xlfn.XLOOKUP($D51,Daten!$A$152:$A$154,_xlfn.XLOOKUP(AE$6,Daten!$B$151:$M$151,Daten!$B$152:$M$154))\n+IF($G51>_xlfn.XLOOKUP($D51,GI!$C$77:$G$77,GI!$C$80:$G$80),($G51-_xlfn.XLOOKUP($D51,GI!$C$77:$G$77,GI!$C$80:$G$80))/4,0))\n*_xlfn.XLOOKUP(AE$6,Daten!$B$151:$M$151,Daten!$B$150:$M$150)*$T51*24/1000)","v":0},{"$f":"IF($D51=\"\",0,(_xlfn.XLOOKUP($D51,Daten!$A$152:$A$154,_xlfn.XLOOKUP(AF$6,Daten!$B$151:$M$151,Daten!$B$152:$M$154))\n+IF($G51>_xlfn.XLOOKUP($D51,GI!$C$77:$G$77,GI!$C$80:$G$80),($G51-_xlfn.XLOOKUP($D51,GI!$C$77:$G$77,GI!$C$80:$G$80))/4,0))\n*_xlfn.XLOOKUP(AF$6,Daten!$B$151:$M$151,Daten!$B$150:$M$150)*$T51*24/1000)","v":0},0,{"$f":"(IF($O51=\"\",0,_xlfn.XLOOKUP($O51,Daten!$A$79:$A$95,Daten!B$79:B$95))*$E51*0.9*$I51\n*$AY51)","v":{"v":0,"d":"0.00"}},{"$f":"(IF($O51=\"\",0,_xlfn.XLOOKUP($O51,Daten!$A$79:$A$95,Daten!C$79:C$95))*$E51*0.9*$I51\n*$AY51)","v":{"v":0,"d":"0.00"}},{"$f":"(IF($O51=\"\",0,_xlfn.XLOOKUP($O51,Daten!$A$79:$A$95,Daten!D$79:D$95))*$E51*0.9*$I51\n*$AY51)","v":{"v":0,"d":"0.00"}},{"$f":"(IF($O51=\"\",0,_xlfn.XLOOKUP($O51,Daten!$A$79:$A$95,Daten!E$79:E$95))*$E51*0.9*$I51\n*$AY51)","v":{"v":0,"d":"0.00"}},{"$f":"(IF($O51=\"\",0,_xlfn.XLOOKUP($O51,Daten!$A$79:$A$95,Daten!F$79:F$95))*$E51*0.9*$I51\n*$AY51)","v":{"v":0,"d":"0.00"}},{"$f":"(IF($O51=\"\",0,_xlfn.XLOOKUP($O51,Daten!$A$79:$A$95,Daten!G$79:G$95))*$E51*0.9*$I51\n*$AY51)","v":{"v":0,"d":"0.00"}},{"$f":"(IF($O51=\"\",0,_xlfn.XLOOKUP($O51,Daten!$A$79:$A$95,Daten!H$79:H$95))*$E51*0.9*$I51\n*$AY51)","v":{"v":0,"d":"0.00"}},{"$f":"(IF($O51=\"\",0,_xlfn.XLOOKUP($O51,Daten!$A$79:$A$95,Daten!I$79:I$95))*$E51*0.9*$I51\n*$AY51)","v":{"v":0,"d":"0.00"}},{"$f":"(IF($O51=\"\",0,_xlfn.XLOOKUP($O51,Daten!$A$79:$A$95,Daten!J$79:J$95))*$E51*0.9*$I51\n*$AY51)","v":{"v":0,"d":"0.00"}},{"$f":"(IF($O51=\"\",0,_xlfn.XLOOKUP($O51,Daten!$A$79:$A$95,Daten!K$79:K$95))*$E51*0.9*$I51\n*$AY51)","v":{"v":0,"d":"0.00"}},{"$f":"(IF($O51=\"\",0,_xlfn.XLOOKUP($O51,Daten!$A$79:$A$95,Daten!L$79:L$95))*$E51*0.9*$I51\n*$AY51)","v":{"v":0,"d":"0.00"}},{"$f":"(IF($O51=\"\",0,_xlfn.XLOOKUP($O51,Daten!$A$79:$A$95,Daten!M$79:M$95))*$E51*0.9*$I51\n*$AY51)","v":{"v":0,"d":"0.00"}},{"v":0,"d":"0.00"},{"$f":"IFERROR(_xlfn.XLOOKUP(K51,Daten!$C$109:$C$116,_xlfn.XLOOKUP(O51,Daten!$E$108:$U$108,Daten!$E$109:$U$116)),1)","v":{"v":1,"d":"1.00"}},{"$f":"IFERROR(IF(O51=\"H\",1,_xlfn.XLOOKUP(L51,Daten!$C$127:$C$132,_xlfn.XLOOKUP(O51,Daten!$E$126:$U$126,Daten!$E$127:$U$132))),1)","v":{"v":1,"d":"1.00"}},{"$f":"IFERROR(IF(O51=\"H\",1,_xlfn.XLOOKUP(M51,Daten!$C$143:$C$148,_xlfn.XLOOKUP(O51,Daten!$E$142:$U$142,Daten!$E$143:$U$148))),1)","v":{"v":1,"d":"1.00"}},{"$f":"IFERROR(IF(O51=\"H\",1,_xlfn.XLOOKUP(N51,Daten!$C$143:$C$148,_xlfn.XLOOKUP(O51,Daten!$E$142:$U$142,Daten!$E$143:$U$148))),1)","v":{"v":1,"d":"1.00"}},{"v":1,"d":"1.00"}]
[{"$nulls":19},0,{"$f":"IF($D52=\"\",0,(_xlfn.XLOOKUP($D52,Daten!$A$152:$A$154,_xlfn.XLOOKUP(U$6,Daten!$B$151:$M$151,Daten!$B$152:$M$154))\n+IF($G52>_xlfn.XLOOKUP($D52,GI!$C$77:$G$77,GI!$C$80:$G$80),($G52-_xlfn.XLOOKUP($D52,GI!$C$77:$G$77,GI!$C$80:$G$80))/4,0))\n*_xlfn.XLOOKUP(U$6,Daten!$B$151:$M$151,Daten!$B$150:$M$150)*$T52*24/1000)","v":0},{"$f":"IF($D52=\"\",0,(_xlfn.XLOOKUP($D52,Daten!$A$152:$A$154,_xlfn.XLOOKUP(V$6,Daten!$B$151:$M$151,Daten!$B$152:$M$154))\n+IF($G52>_xlfn.XLOOKUP($D52,GI!$C$77:$G$77,GI!$C$80:$G$80),($G52-_xlfn.XLOOKUP($D52,GI!$C$77:$G$77,GI!$C$80:$G$80))/4,0))\n*_xlfn.XLOOKUP(V$6,Daten!$B$151:$M$151,Daten!$B$150:$M$150)*$T52*24/1000)","v":0},{"$f":"IF($D52=\"\",0,(_xlfn.XLOOKUP($D52,Daten!$A$152:$A$154,_xlfn.XLOOKUP(W$6,Daten!$B$151:$M$151,Daten!$B$152:$M$154))\n+IF($G52>_xlfn.XLOOKUP($D52,GI!$C$77:$G$77,GI!$C$80:$G$80),($G52-_xlfn.XLOOKUP($D52,GI!$C$77:$G$77,GI!$C$80:$G$80))/4,0))\n*_xlfn.XLOOKUP(W$6,Daten!$B$151:$M$151,Daten!$B$150:$M$150)*$T52*24/1000)","v":0},{"$f":"IF($D52=\"\",0,(_xlfn.XLOOKUP($D52,Daten!$A$152:$A$154,_xlfn.XLOOKUP(X$6,Daten!$B$151:$M$151,Daten!$B$152:$M$154))\n+IF($G52>_xlfn.XLOOKUP($D52,GI!$C$77:$G$77,GI!$C$80:$G$80),($G52-_xlfn.XLOOKUP($D52,GI!$C$77:$G$77,GI!$C$80:$G$80))/4,0))\n*_xlfn.XLOOKUP(X$6,Daten!$B$151:$M$151,Daten!$B$150:$M$150)*$T52*24/1000)","v":0},{"$f":"IF($D52=\"\",0,(_xlfn.XLOOKUP($D52,Daten!$A$152:$A$154,_xlfn.XLOOKUP(Y$6,Daten!$B$151:$M$151,Daten!$B$152:$M$154))\n+IF($G52>_xlfn.XLOOKUP($D52,GI!$C$77:$G$77,GI!$C$80:$G$80),($G52-_xlfn.XLOOKUP($D52,GI!$C$77:$G$77,GI!$C$80:$G$80))/4,0))\n*_xlfn.XLOOKUP(Y$6,Daten!$B$151:$M$151,Daten!$B$150:$M$150)*$T52*24/1000)","v":0},{"$f":"IF($D52=\"\",0,(_xlfn.XLOOKUP($D52,Daten!$A$152:$A$154,_xlfn.XLOOKUP(Z$6,Daten!$B$151:$M$151,Daten!$B$152:$M$154))\n+IF($G52>_xlfn.XLOOKUP($D52,GI!$C$77:$G$77,GI!$C$80:$G$80),($G52-_xlfn.XLOOKUP($D52,GI!$C$77:$G$77,GI!$C$80:$G$80))/4,0))\n*_xlfn.XLOOKUP(Z$6,Daten!$B$151:$M$151,Daten!$B$150:$M$150)*$T52*24/1000)","v":0},{"$f":"IF($D52=\"\",0,(_xlfn.XLOOKUP($D52,Daten!$A$152:$A$154,_xlfn.XLOOKUP(AA$6,Daten!$B$151:$M$151,Daten!$B$152:$M$154))\n+IF($G52>_xlfn.XLOOKUP($D52,GI!$C$77:$G$77,GI!$C$80:$G$80),($G52-_xlfn.XLOOKUP($D52,GI!$C$77:$G$77,GI!$C$80:$G$80))/4,0))\n*_xlfn.XLOOKUP(AA$6,Daten!$B$151:$M$151,Daten!$B$150:$M$150)*$T52*24/1000)","v":0},{"$f":"IF($D52=\"\",0,(_xlfn.XLOOKUP($D52,Daten!$A$152:$A$154,_xlfn.XLOOKUP(AB$6,Daten!$B$151:$M$151,Daten!$B$152:$M$154))\n+IF($G52>_xlfn.XLOOKUP($D52,GI!$C$77:$G$77,GI!$C$80:$G$80),($G52-_xlfn.XLOOKUP($D52,GI!$C$77:$G$77,GI!$C$80:$G$80))/4,0))\n*_xlfn.XLOOKUP(AB$6,Daten!$B$151:$M$151,Daten!$B$150:$M$150)*$T52*24/1000)","v":0},{"$f":"IF($D52=\"\",0,(_xlfn.XLOOKUP($D52,Daten!$A$152:$A$154,_xlfn.XLOOKUP(AC$6,Daten!$B$151:$M$151,Daten!$B$152:$M$154))\n+IF($G52>_xlfn.XLOOKUP($D52,GI!$C$77:$G$77,GI!$C$80:$G$80),($G52-_xlfn.XLOOKUP($D52,GI!$C$77:$G$77,GI!$C$80:$G$80))/4,0))\n*_xlfn.XLOOKUP(AC$6,Daten!$B$151:$M$151,Daten!$B$150:$M$150)*$T52*24/1000)","v":0},{"$f":"IF($D52=\"\",0,(_xlfn.XLOOKUP($D52,Daten!$A$152:$A$154,_xlfn.XLOOKUP(AD$6,Daten!$B$151:$M$151,Daten!$B$152:$M$154))\n+IF($G52>_xlfn.XLOOKUP($D52,GI!$C$77:$G$77,GI!$C$80:$G$80),($G52-_xlfn.XLOOKUP($D52,GI!$C$77:$G$77,GI!$C$80:$G$80))/4,0))\n*_xlfn.XLOOKUP(AD$6,Daten!$B$151:$M$151,Daten!$B$150:$M$150)*$T52*24/1000)","v":0},{"$f":"IF($D52=\"\",0,(_xlfn.XLOOKUP($D52,Daten!$A$152:$A$154,_xlfn.XLOOKUP(AE$6,Daten!$B$151:$M$151,Daten!$B$152:$M$154))\n+IF($G52>_xlfn.XLOOKUP($D52,GI!$C$77:$G$77,GI!$C$80:$G$80),($G52-_xlfn.XLOOKUP($D52,GI!$C$77:$G$77,GI!$C$80:$G$80))/4,0))\n*_xlfn.XLOOKUP(AE$6,Daten!$B$151:$M$151,Daten!$B$150:$M$150)*$T52*24/1000)","v":0},{"$f":"IF($D52=\"\",0,(_xlfn.XLOOKUP($D52,Daten!$A$152:$A$154,_xlfn.XLOOKUP(AF$6,Daten!$B$151:$M$151,Daten!$B$152:$M$154))\n+IF($G52>_xlfn.XLOOKUP($D52,GI!$C$77:$G$77,GI!$C$80:$G$80),($G52-_xlfn.XLOOKUP($D52,GI!$C$77:$G$77,GI!$C$80:$G$80))/4,0))\n*_xlfn.XLOOKUP(AF$6,Daten!$B$151:$M$151,Daten!$B$150:$M$150)*$T52*24/1000)","v":0},0,{"$f":"(IF($O52=\"\",0,_xlfn.XLOOKUP($O52,Daten!$A$79:$A$95,Daten!B$79:B$95))*$E52*0.9*$I52\n*$AY52)","v":{"v":0,"d":"0.00"}},{"$f":"(IF($O52=\"\",0,_xlfn.XLOOKUP($O52,Daten!$A$79:$A$95,Daten!C$79:C$95))*$E52*0.9*$I52\n*$AY52)","v":{"v":0,"d":"0.00"}},{"$f":"(IF($O52=\"\",0,_xlfn.XLOOKUP($O52,Daten!$A$79:$A$95,Daten!D$79:D$95))*$E52*0.9*$I52\n*$AY52)","v":{"v":0,"d":"0.00"}},{"$f":"(IF($O52=\"\",0,_xlfn.XLOOKUP($O52,Daten!$A$79:$A$95,Daten!E$79:E$95))*$E52*0.9*$I52\n*$AY52)","v":{"v":0,"d":"0.00"}},{"$f":"(IF($O52=\"\",0,_xlfn.XLOOKUP($O52,Daten!$A$79:$A$95,Daten!F$79:F$95))*$E52*0.9*$I52\n*$AY52)","v":{"v":0,"d":"0.00"}},{"$f":"(IF($O52=\"\",0,_xlfn.XLOOKUP($O52,Daten!$A$79:$A$95,Daten!G$79:G$95))*$E52*0.9*$I52\n*$AY52)","v":{"v":0,"d":"0.00"}},{"$f":"(IF($O52=\"\",0,_xlfn.XLOOKUP($O52,Daten!$A$79:$A$95,Daten!H$79:H$95))*$E52*0.9*$I52\n*$AY52)","v":{"v":0,"d":"0.00"}},{"$f":"(IF($O52=\"\",0,_xlfn.XLOOKUP($O52,Daten!$A$79:$A$95,Daten!I$79:I$95))*$E52*0.9*$I52\n*$AY52)","v":{"v":0,"d":"0.00"}},{"$f":"(IF($O52=\"\",0,_xlfn.XLOOKUP($O52,Daten!$A$79:$A$95,Daten!J$79:J$95))*$E52*0.9*$I52\n*$AY52)","v":{"v":0,"d":"0.00"}},{"$f":"(IF($O52=\"\",0,_xlfn.XLOOKUP($O52,Daten!$A$79:$A$95,Daten!K$79:K$95))*$E52*0.9*$I52\n*$AY52)","v":{"v":0,"d":"0.00"}},{"$f":"(IF($O52=\"\",0,_xlfn.XLOOKUP($O52,Daten!$A$79:$A$95,Daten!L$79:L$95))*$E52*0.9*$I52\n*$AY52)","v":{"v":0,"d":"0.00"}},{"$f":"(IF($O52=\"\",0,_xlfn.XLOOKUP($O52,Daten!$A$79:$A$95,Daten!M$79:M$95))*$E52*0.9*$I52\n*$AY52)","v":{"v":0,"d":"0.00"}},{"v":0,"d":"0.00"},{"$f":"IFERROR(_xlfn.XLOOKUP(K52,Daten!$C$109:$C$116,_xlfn.XLOOKUP(O52,Daten!$E$108:$U$108,Daten!$E$109:$U$116)),1)","v":{"v":1,"d":"1.00"}},{"$f":"IFERROR(IF(O52=\"H\",1,_xlfn.XLOOKUP(L52,Daten!$C$127:$C$132,_xlfn.XLOOKUP(O52,Daten!$E$126:$U$126,Daten!$E$127:$U$132))),1)","v":{"v":1,"d":"1.00"}},{"$f":"IFERROR(IF(O52=\"H\",1,_xlfn.XLOOKUP(M52,Daten!$C$143:$C$148,_xlfn.XLOOKUP(O52,Daten!$E$142:$U$142,Daten!$E$143:$U$148))),1)","v":{"v":1,"d":"1.00"}},{"$f":"IFERROR(IF(O52=\"H\",1,_xlfn.XLOOKUP(N52,Daten!$C$143:$C$148,_xlfn.XLOOKUP(O52,Daten!$E$142:$U$142,Daten!$E$143:$U$148))),1)","v":{"v":1,"d":"1.00"}},{"v":1,"d":"1.00"}]
[{"$nulls":19},0,{"$f":"IF($D53=\"\",0,(_xlfn.XLOOKUP($D53,Daten!$A$152:$A$154,_xlfn.XLOOKUP(U$6,Daten!$B$151:$M$151,Daten!$B$152:$M$154))\n+IF($G53>_xlfn.XLOOKUP($D53,GI!$C$77:$G$77,GI!$C$80:$G$80),($G53-_xlfn.XLOOKUP($D53,GI!$C$77:$G$77,GI!$C$80:$G$80))/4,0))\n*_xlfn.XLOOKUP(U$6,Daten!$B$151:$M$151,Daten!$B$150:$M$150)*$T53*24/1000)","v":0},{"$f":"IF($D53=\"\",0,(_xlfn.XLOOKUP($D53,Daten!$A$152:$A$154,_xlfn.XLOOKUP(V$6,Daten!$B$151:$M$151,Daten!$B$152:$M$154))\n+IF($G53>_xlfn.XLOOKUP($D53,GI!$C$77:$G$77,GI!$C$80:$G$80),($G53-_xlfn.XLOOKUP($D53,GI!$C$77:$G$77,GI!$C$80:$G$80))/4,0))\n*_xlfn.XLOOKUP(V$6,Daten!$B$151:$M$151,Daten!$B$150:$M$150)*$T53*24/1000)","v":0},{"$f":"IF($D53=\"\",0,(_xlfn.XLOOKUP($D53,Daten!$A$152:$A$154,_xlfn.XLOOKUP(W$6,Daten!$B$151:$M$151,Daten!$B$152:$M$154))\n+IF($G53>_xlfn.XLOOKUP($D53,GI!$C$77:$G$77,GI!$C$80:$G$80),($G53-_xlfn.XLOOKUP($D53,GI!$C$77:$G$77,GI!$C$80:$G$80))/4,0))\n*_xlfn.XLOOKUP(W$6,Daten!$B$151:$M$151,Daten!$B$150:$M$150)*$T53*24/1000)","v":0},{"$f":"IF($D53=\"\",0,(_xlfn.XLOOKUP($D53,Daten!$A$152:$A$154,_xlfn.XLOOKUP(X$6,Daten!$B$151:$M$151,Daten!$B$152:$M$154))\n+IF($G53>_xlfn.XLOOKUP($D53,GI!$C$77:$G$77,GI!$C$80:$G$80),($G53-_xlfn.XLOOKUP($D53,GI!$C$77:$G$77,GI!$C$80:$G$80))/4,0))\n*_xlfn.XLOOKUP(X$6,Daten!$B$151:$M$151,Daten!$B$150:$M$150)*$T53*24/1000)","v":0},{"$f":"IF($D53=\"\",0,(_xlfn.XLOOKUP($D53,Daten!$A$152:$A$154,_xlfn.XLOOKUP(Y$6,Daten!$B$151:$M$151,Daten!$B$152:$M$154))\n+IF($G53>_xlfn.XLOOKUP($D53,GI!$C$77:$G$77,GI!$C$80:$G$80),($G53-_xlfn.XLOOKUP($D53,GI!$C$77:$G$77,GI!$C$80:$G$80))/4,0))\n*_xlfn.XLOOKUP(Y$6,Daten!$B$151:$M$151,Daten!$B$150:$M$150)*$T53*24/1000)","v":0},{"$f":"IF($D53=\"\",0,(_xlfn.XLOOKUP($D53,Daten!$A$152:$A$154,_xlfn.XLOOKUP(Z$6,Daten!$B$151:$M$151,Daten!$B$152:$M$154))\n+IF($G53>_xlfn.XLOOKUP($D53,GI!$C$77:$G$77,GI!$C$80:$G$80),($G53-_xlfn.XLOOKUP($D53,GI!$C$77:$G$77,GI!$C$80:$G$80))/4,0))\n*_xlfn.XLOOKUP(Z$6,Daten!$B$151:$M$151,Daten!$B$150:$M$150)*$T53*24/1000)","v":0},{"$f":"IF($D53=\"\",0,(_xlfn.XLOOKUP($D53,Daten!$A$152:$A$154,_xlfn.XLOOKUP(AA$6,Daten!$B$151:$M$151,Daten!$B$152:$M$154))\n+IF($G53>_xlfn.XLOOKUP($D53,GI!$C$77:$G$77,GI!$C$80:$G$80),($G53-_xlfn.XLOOKUP($D53,GI!$C$77:$G$77,GI!$C$80:$G$80))/4,0))\n*_xlfn.XLOOKUP(AA$6,Daten!$B$151:$M$151,Daten!$B$150:$M$150)*$T53*24/1000)","v":0},{"$f":"IF($D53=\"\",0,(_xlfn.XLOOKUP($D53,Daten!$A$152:$A$154,_xlfn.XLOOKUP(AB$6,Daten!$B$151:$M$151,Daten!$B$152:$M$154))\n+IF($G53>_xlfn.XLOOKUP($D53,GI!$C$77:$G$77,GI!$C$80:$G$80),($G53-_xlfn.XLOOKUP($D53,GI!$C$77:$G$77,GI!$C$80:$G$80))/4,0))\n*_xlfn.XLOOKUP(AB$6,Daten!$B$151:$M$151,Daten!$B$150:$M$150)*$T53*24/1000)","v":0},{"$f":"IF($D53=\"\",0,(_xlfn.XLOOKUP($D53,Daten!$A$152:$A$154,_xlfn.XLOOKUP(AC$6,Daten!$B$151:$M$151,Daten!$B$152:$M$154))\n+IF($G53>_xlfn.XLOOKUP($D53,GI!$C$77:$G$77,GI!$C$80:$G$80),($G53-_xlfn.XLOOKUP($D53,GI!$C$77:$G$77,GI!$C$80:$G$80))/4,0))\n*_xlfn.XLOOKUP(AC$6,Daten!$B$151:$M$151,Daten!$B$150:$M$150)*$T53*24/1000)","v":0},{"$f":"IF($D53=\"\",0,(_xlfn.XLOOKUP($D53,Daten!$A$152:$A$154,_xlfn.XLOOKUP(AD$6,Daten!$B$151:$M$151,Daten!$B$152:$M$154))\n+IF($G53>_xlfn.XLOOKUP($D53,GI!$C$77:$G$77,GI!$C$80:$G$80),($G53-_xlfn.XLOOKUP($D53,GI!$C$77:$G$77,GI!$C$80:$G$80))/4,0))\n*_xlfn.XLOOKUP(AD$6,Daten!$B$151:$M$151,Daten!$B$150:$M$150)*$T53*24/1000)","v":0},{"$f":"IF($D53=\"\",0,(_xlfn.XLOOKUP($D53,Daten!$A$152:$A$154,_xlfn.XLOOKUP(AE$6,Daten!$B$151:$M$151,Daten!$B$152:$M$154))\n+IF($G53>_xlfn.XLOOKUP($D53,GI!$C$77:$G$77,GI!$C$80:$G$80),($G53-_xlfn.XLOOKUP($D53,GI!$C$77:$G$77,GI!$C$80:$G$80))/4,0))\n*_xlfn.XLOOKUP(AE$6,Daten!$B$151:$M$151,Daten!$B$150:$M$150)*$T53*24/1000)","v":0},{"$f":"IF($D53=\"\",0,(_xlfn.XLOOKUP($D53,Daten!$A$152:$A$154,_xlfn.XLOOKUP(AF$6,Daten!$B$151:$M$151,Daten!$B$152:$M$154))\n+IF($G53>_xlfn.XLOOKUP($D53,GI!$C$77:$G$77,GI!$C$80:$G$80),($G53-_xlfn.XLOOKUP($D53,GI!$C$77:$G$77,GI!$C$80:$G$80))/4,0))\n*_xlfn.XLOOKUP(AF$6,Daten!$B$151:$M$151,Daten!$B$150:$M$150)*$T53*24/1000)","v":0},0,{"$f":"(IF($O53=\"\",0,_xlfn.XLOOKUP($O53,Daten!$A$79:$A$95,Daten!B$79:B$95))*$E53*0.9*$I53\n*$AY53)","v":{"v":0,"d":"0.00"}},{"$f":"(IF($O53=\"\",0,_xlfn.XLOOKUP($O53,Daten!$A$79:$A$95,Daten!C$79:C$95))*$E53*0.9*$I53\n*$AY53)","v":{"v":0,"d":"0.00"}},{"$f":"(IF($O53=\"\",0,_xlfn.XLOOKUP($O53,Daten!$A$79:$A$95,Daten!D$79:D$95))*$E53*0.9*$I53\n*$AY53)","v":{"v":0,"d":"0.00"}},{"$f":"(IF($O53=\"\",0,_xlfn.XLOOKUP($O53,Daten!$A$79:$A$95,Daten!E$79:E$95))*$E53*0.9*$I53\n*$AY53)","v":{"v":0,"d":"0.00"}},{"$f":"(IF($O53=\"\",0,_xlfn.XLOOKUP($O53,Daten!$A$79:$A$95,Daten!F$79:F$95))*$E53*0.9*$I53\n*$AY53)","v":{"v":0,"d":"0.00"}},{"$f":"(IF($O53=\"\",0,_xlfn.XLOOKUP($O53,Daten!$A$79:$A$95,Daten!G$79:G$95))*$E53*0.9*$I53\n*$AY53)","v":{"v":0,"d":"0.00"}},{"$f":"(IF($O53=\"\",0,_xlfn.XLOOKUP($O53,Daten!$A$79:$A$95,Daten!H$79:H$95))*$E53*0.9*$I53\n*$AY53)","v":{"v":0,"d":"0.00"}},{"$f":"(IF($O53=\"\",0,_xlfn.XLOOKUP($O53,Daten!$A$79:$A$95,Daten!I$79:I$95))*$E53*0.9*$I53\n*$AY53)","v":{"v":0,"d":"0.00"}},{"$f":"(IF($O53=\"\",0,_xlfn.XLOOKUP($O53,Daten!$A$79:$A$95,Daten!J$79:J$95))*$E53*0.9*$I53\n*$AY53)","v":{"v":0,"d":"0.00"}},{"$f":"(IF($O53=\"\",0,_xlfn.XLOOKUP($O53,Daten!$A$79:$A$95,Daten!K$79:K$95))*$E53*0.9*$I53\n*$AY53)","v":{"v":0,"d":"0.00"}},{"$f":"(IF($O53=\"\",0,_xlfn.XLOOKUP($O53,Daten!$A$79:$A$95,Daten!L$79:L$95))*$E53*0.9*$I53\n*$AY53)","v":{"v":0,"d":"0.00"}},{"$f":"(IF($O53=\"\",0,_xlfn.XLOOKUP($O53,Daten!$A$79:$A$95,Daten!M$79:M$95))*$E53*0.9*$I53\n*$AY53)","v":{"v":0,"d":"0.00"}},{"v":0,"d":"0.00"},{"$f":"IFERROR(_xlfn.XLOOKUP(K53,Daten!$C$109:$C$116,_xlfn.XLOOKUP(O53,Daten!$E$108:$U$108,Daten!$E$109:$U$116)),1)","v":{"v":1,"d":"1.00"}},{"$f":"IFERROR(IF(O53=\"H\",1,_xlfn.XLOOKUP(L53,Daten!$C$127:$C$132,_xlfn.XLOOKUP(O53,Daten!$E$126:$U$126,Daten!$E$127:$U$132))),1)","v":{"v":1,"d":"1.00"}},{"$f":"IFERROR(IF(O53=\"H\",1,_xlfn.XLOOKUP(M53,Daten!$C$143:$C$148,_xlfn.XLOOKUP(O53,Daten!$E$142:$U$142,Daten!$E$143:$U$148))),1)","v":{"v":1,"d":"1.00"}},{"$f":"IFERROR(IF(O53=\"H\",1,_xlfn.XLOOKUP(N53,Daten!$C$143:$C$148,_xlfn.XLOOKUP(O53,Daten!$E$142:$U$142,Daten!$E$143:$U$148))),1)","v":{"v":1,"d":"1.00"}},{"v":1,"d":"1.00"}]
[{"$nulls":19},0,{"$f":"IF($D54=\"\",0,(_xlfn.XLOOKUP($D54,Daten!$A$152:$A$154,_xlfn.XLOOKUP(U$6,Daten!$B$151:$M$151,Daten!$B$152:$M$154))\n+IF($G54>_xlfn.XLOOKUP($D54,GI!$C$77:$G$77,GI!$C$80:$G$80),($G54-_xlfn.XLOOKUP($D54,GI!$C$77:$G$77,GI!$C$80:$G$80))/4,0))\n*_xlfn.XLOOKUP(U$6,Daten!$B$151:$M$151,Daten!$B$150:$M$150)*$T54*24/1000)","v":0},{"$f":"IF($D54=\"\",0,(_xlfn.XLOOKUP($D54,Daten!$A$152:$A$154,_xlfn.XLOOKUP(V$6,Daten!$B$151:$M$151,Daten!$B$152:$M$154))\n+IF($G54>_xlfn.XLOOKUP($D54,GI!$C$77:$G$77,GI!$C$80:$G$80),($G54-_xlfn.XLOOKUP($D54,GI!$C$77:$G$77,GI!$C$80:$G$80))/4,0))\n*_xlfn.XLOOKUP(V$6,Daten!$B$151:$M$151,Daten!$B$150:$M$150)*$T54*24/1000)","v":0},{"$f":"IF($D54=\"\",0,(_xlfn.XLOOKUP($D54,Daten!$A$152:$A$154,_xlfn.XLOOKUP(W$6,Daten!$B$151:$M$151,Daten!$B$152:$M$154))\n+IF($G54>_xlfn.XLOOKUP($D54,GI!$C$77:$G$77,GI!$C$80:$G$80),($G54-_xlfn.XLOOKUP($D54,GI!$C$77:$G$77,GI!$C$80:$G$80))/4,0))\n*_xlfn.XLOOKUP(W$6,Daten!$B$151:$M$151,Daten!$B$150:$M$150)*$T54*24/1000)","v":0},{"$f":"IF($D54=\"\",0,(_xlfn.XLOOKUP($D54,Daten!$A$152:$A$154,_xlfn.XLOOKUP(X$6,Daten!$B$151:$M$151,Daten!$B$152:$M$154))\n+IF($G54>_xlfn.XLOOKUP($D54,GI!$C$77:$G$77,GI!$C$80:$G$80),($G54-_xlfn.XLOOKUP($D54,GI!$C$77:$G$77,GI!$C$80:$G$80))/4,0))\n*_xlfn.XLOOKUP(X$6,Daten!$B$151:$M$151,Daten!$B$150:$M$150)*$T54*24/1000)","v":0},{"$f":"IF($D54=\"\",0,(_xlfn.XLOOKUP($D54,Daten!$A$152:$A$154,_xlfn.XLOOKUP(Y$6,Daten!$B$151:$M$151,Daten!$B$152:$M$154))\n+IF($G54>_xlfn.XLOOKUP($D54,GI!$C$77:$G$77,GI!$C$80:$G$80),($G54-_xlfn.XLOOKUP($D54,GI!$C$77:$G$77,GI!$C$80:$G$80))/4,0))\n*_xlfn.XLOOKUP(Y$6,Daten!$B$151:$M$151,Daten!$B$150:$M$150)*$T54*24/1000)","v":0},{"$f":"IF($D54=\"\",0,(_xlfn.XLOOKUP($D54,Daten!$A$152:$A$154,_xlfn.XLOOKUP(Z$6,Daten!$B$151:$M$151,Daten!$B$152:$M$154))\n+IF($G54>_xlfn.XLOOKUP($D54,GI!$C$77:$G$77,GI!$C$80:$G$80),($G54-_xlfn.XLOOKUP($D54,GI!$C$77:$G$77,GI!$C$80:$G$80))/4,0))\n*_xlfn.XLOOKUP(Z$6,Daten!$B$151:$M$151,Daten!$B$150:$M$150)*$T54*24/1000)","v":0},{"$f":"IF($D54=\"\",0,(_xlfn.XLOOKUP($D54,Daten!$A$152:$A$154,_xlfn.XLOOKUP(AA$6,Daten!$B$151:$M$151,Daten!$B$152:$M$154))\n+IF($G54>_xlfn.XLOOKUP($D54,GI!$C$77:$G$77,GI!$C$80:$G$80),($G54-_xlfn.XLOOKUP($D54,GI!$C$77:$G$77,GI!$C$80:$G$80))/4,0))\n*_xlfn.XLOOKUP(AA$6,Daten!$B$151:$M$151,Daten!$B$150:$M$150)*$T54*24/1000)","v":0},{"$f":"IF($D54=\"\",0,(_xlfn.XLOOKUP($D54,Daten!$A$152:$A$154,_xlfn.XLOOKUP(AB$6,Daten!$B$151:$M$151,Daten!$B$152:$M$154))\n+IF($G54>_xlfn.XLOOKUP($D54,GI!$C$77:$G$77,GI!$C$80:$G$80),($G54-_xlfn.XLOOKUP($D54,GI!$C$77:$G$77,GI!$C$80:$G$80))/4,0))\n*_xlfn.XLOOKUP(AB$6,Daten!$B$151:$M$151,Daten!$B$150:$M$150)*$T54*24/1000)","v":0},{"$f":"IF($D54=\"\",0,(_xlfn.XLOOKUP($D54,Daten!$A$152:$A$154,_xlfn.XLOOKUP(AC$6,Daten!$B$151:$M$151,Daten!$B$152:$M$154))\n+IF($G54>_xlfn.XLOOKUP($D54,GI!$C$77:$G$77,GI!$C$80:$G$80),($G54-_xlfn.XLOOKUP($D54,GI!$C$77:$G$77,GI!$C$80:$G$80))/4,0))\n*_xlfn.XLOOKUP(AC$6,Daten!$B$151:$M$151,Daten!$B$150:$M$150)*$T54*24/1000)","v":0},{"$f":"IF($D54=\"\",0,(_xlfn.XLOOKUP($D54,Daten!$A$152:$A$154,_xlfn.XLOOKUP(AD$6,Daten!$B$151:$M$151,Daten!$B$152:$M$154))\n+IF($G54>_xlfn.XLOOKUP($D54,GI!$C$77:$G$77,GI!$C$80:$G$80),($G54-_xlfn.XLOOKUP($D54,GI!$C$77:$G$77,GI!$C$80:$G$80))/4,0))\n*_xlfn.XLOOKUP(AD$6,Daten!$B$151:$M$151,Daten!$B$150:$M$150)*$T54*24/1000)","v":0},{"$f":"IF($D54=\"\",0,(_xlfn.XLOOKUP($D54,Daten!$A$152:$A$154,_xlfn.XLOOKUP(AE$6,Daten!$B$151:$M$151,Daten!$B$152:$M$154))\n+IF($G54>_xlfn.XLOOKUP($D54,GI!$C$77:$G$77,GI!$C$80:$G$80),($G54-_xlfn.XLOOKUP($D54,GI!$C$77:$G$77,GI!$C$80:$G$80))/4,0))\n*_xlfn.XLOOKUP(AE$6,Daten!$B$151:$M$151,Daten!$B$150:$M$150)*$T54*24/1000)","v":0},{"$f":"IF($D54=\"\",0,(_xlfn.XLOOKUP($D54,Daten!$A$152:$A$154,_xlfn.XLOOKUP(AF$6,Daten!$B$151:$M$151,Daten!$B$152:$M$154))\n+IF($G54>_xlfn.XLOOKUP($D54,GI!$C$77:$G$77,GI!$C$80:$G$80),($G54-_xlfn.XLOOKUP($D54,GI!$C$77:$G$77,GI!$C$80:$G$80))/4,0))\n*_xlfn.XLOOKUP(AF$6,Daten!$B$151:$M$151,Daten!$B$150:$M$150)*$T54*24/1000)","v":0},0,{"$f":"(IF($O54=\"\",0,_xlfn.XLOOKUP($O54,Daten!$A$79:$A$95,Daten!B$79:B$95))*$E54*0.9*$I54\n*$AY54)","v":{"v":0,"d":"0.00"}},{"$f":"(IF($O54=\"\",0,_xlfn.XLOOKUP($O54,Daten!$A$79:$A$95,Daten!C$79:C$95))*$E54*0.9*$I54\n*$AY54)","v":{"v":0,"d":"0.00"}},{"$f":"(IF($O54=\"\",0,_xlfn.XLOOKUP($O54,Daten!$A$79:$A$95,Daten!D$79:D$95))*$E54*0.9*$I54\n*$AY54)","v":{"v":0,"d":"0.00"}},{"$f":"(IF($O54=\"\",0,_xlfn.XLOOKUP($O54,Daten!$A$79:$A$95,Daten!E$79:E$95))*$E54*0.9*$I54\n*$AY54)","v":{"v":0,"d":"0.00"}},{"$f":"(IF($O54=\"\",0,_xlfn.XLOOKUP($O54,Daten!$A$79:$A$95,Daten!F$79:F$95))*$E54*0.9*$I54\n*$AY54)","v":{"v":0,"d":"0.00"}},{"$f":"(IF($O54=\"\",0,_xlfn.XLOOKUP($O54,Daten!$A$79:$A$95,Daten!G$79:G$95))*$E54*0.9*$I54\n*$AY54)","v":{"v":0,"d":"0.00"}},{"$f":"(IF($O54=\"\",0,_xlfn.XLOOKUP($O54,Daten!$A$79:$A$95,Daten!H$79:H$95))*$E54*0.9*$I54\n*$AY54)","v":{"v":0,"d":"0.00"}},{"$f":"(IF($O54=\"\",0,_xlfn.XLOOKUP($O54,Daten!$A$79:$A$95,Daten!I$79:I$95))*$E54*0.9*$I54\n*$AY54)","v":{"v":0,"d":"0.00"}},{"$f":"(IF($O54=\"\",0,_xlfn.XLOOKUP($O54,Daten!$A$79:$A$95,Daten!J$79:J$95))*$E54*0.9*$I54\n*$AY54)","v":{"v":0,"d":"0.00"}},{"$f":"(IF($O54=\"\",0,_xlfn.XLOOKUP($O54,Daten!$A$79:$A$95,Daten!K$79:K$95))*$E54*0.9*$I54\n*$AY54)","v":{"v":0,"d":"0.00"}},{"$f":"(IF($O54=\"\",0,_xlfn.XLOOKUP($O54,Daten!$A$79:$A$95,Daten!L$79:L$95))*$E54*0.9*$I54\n*$AY54)","v":{"v":0,"d":"0.00"}},{"$f":"(IF($O54=\"\",0,_xlfn.XLOOKUP($O54,Daten!$A$79:$A$95,Daten!M$79:M$95))*$E54*0.9*$I54\n*$AY54)","v":{"v":0,"d":"0.00"}},{"v":0,"d":"0.00"},{"$f":"IFERROR(_xlfn.XLOOKUP(K54,Daten!$C$109:$C$116,_xlfn.XLOOKUP(O54,Daten!$E$108:$U$108,Daten!$E$109:$U$116)),1)","v":{"v":1,"d":"1.00"}},{"$f":"IFERROR(IF(O54=\"H\",1,_xlfn.XLOOKUP(L54,Daten!$C$127:$C$132,_xlfn.XLOOKUP(O54,Daten!$E$126:$U$126,Daten!$E$127:$U$132))),1)","v":{"v":1,"d":"1.00"}},{"$f":"IFERROR(IF(O54=\"H\",1,_xlfn.XLOOKUP(M54,Daten!$C$143:$C$148,_xlfn.XLOOKUP(O54,Daten!$E$142:$U$142,Daten!$E$143:$U$148))),1)","v":{"v":1,"d":"1.00"}},{"$f":"IFERROR(IF(O54=\"H\",1,_xlfn.XLOOKUP(N54,Daten!$C$143:$C$148,_xlfn.XLOOKUP(O54,Daten!$E$142:$U$142,Daten!$E$143:$U$148))),1)","v":{"v":1,"d":"1.00"}},{"v":1,"d":"1.00"}]
[{"$nulls":19},0,{"$f":"IF($D55=\"\",0,(_xlfn.XLOOKUP($D55,Daten!$A$152:$A$154,_xlfn.XLOOKUP(U$6,Daten!$B$151:$M$151,Daten!$B$152:$M$154))\n+IF($G55>_xlfn.XLOOKUP($D55,GI!$C$77:$G$77,GI!$C$80:$G$80),($G55-_xlfn.XLOOKUP($D55,GI!$C$77:$G$77,GI!$C$80:$G$80))/4,0))\n*_xlfn.XLOOKUP(U$6,Daten!$B$151:$M$151,Daten!$B$150:$M$150)*$T55*24/1000)","v":0},{"$f":"IF($D55=\"\",0,(_xlfn.XLOOKUP($D55,Daten!$A$152:$A$154,_xlfn.XLOOKUP(V$6,Daten!$B$151:$M$151,Daten!$B$152:$M$154))\n+IF($G55>_xlfn.XLOOKUP($D55,GI!$C$77:$G$77,GI!$C$80:$G$80),($G55-_xlfn.XLOOKUP($D55,GI!$C$77:$G$77,GI!$C$80:$G$80))/4,0))\n*_xlfn.XLOOKUP(V$6,Daten!$B$151:$M$151,Daten!$B$150:$M$150)*$T55*24/1000)","v":0},{"$f":"IF($D55=\"\",0,(_xlfn.XLOOKUP($D55,Daten!$A$152:$A$154,_xlfn.XLOOKUP(W$6,Daten!$B$151:$M$151,Daten!$B$152:$M$154))\n+IF($G55>_xlfn.XLOOKUP($D55,GI!$C$77:$G$77,GI!$C$80:$G$80),($G55-_xlfn.XLOOKUP($D55,GI!$C$77:$G$77,GI!$C$80:$G$80))/4,0))\n*_xlfn.XLOOKUP(W$6,Daten!$B$151:$M$151,Daten!$B$150:$M$150)*$T55*24/1000)","v":0},{"$f":"IF($D55=\"\",0,(_xlfn.XLOOKUP($D55,Daten!$A$152:$A$154,_xlfn.XLOOKUP(X$6,Daten!$B$151:$M$151,Daten!$B$152:$M$154))\n+IF($G55>_xlfn.XLOOKUP($D55,GI!$C$77:$G$77,GI!$C$80:$G$80),($G55-_xlfn.XLOOKUP($D55,GI!$C$77:$G$77,GI!$C$80:$G$80))/4,0))\n*_xlfn.XLOOKUP(X$6,Daten!$B$151:$M$151,Daten!$B$150:$M$150)*$T55*24/1000)","v":0},{"$f":"IF($D55=\"\",0,(_xlfn.XLOOKUP($D55,Daten!$A$152:$A$154,_xlfn.XLOOKUP(Y$6,Daten!$B$151:$M$151,Daten!$B$152:$M$154))\n+IF($G55>_xlfn.XLOOKUP($D55,GI!$C$77:$G$77,GI!$C$80:$G$80),($G55-_xlfn.XLOOKUP($D55,GI!$C$77:$G$77,GI!$C$80:$G$80))/4,0))\n*_xlfn.XLOOKUP(Y$6,Daten!$B$151:$M$151,Daten!$B$150:$M$150)*$T55*24/1000)","v":0},{"$f":"IF($D55=\"\",0,(_xlfn.XLOOKUP($D55,Daten!$A$152:$A$154,_xlfn.XLOOKUP(Z$6,Daten!$B$151:$M$151,Daten!$B$152:$M$154))\n+IF($G55>_xlfn.XLOOKUP($D55,GI!$C$77:$G$77,GI!$C$80:$G$80),($G55-_xlfn.XLOOKUP($D55,GI!$C$77:$G$77,GI!$C$80:$G$80))/4,0))\n*_xlfn.XLOOKUP(Z$6,Daten!$B$151:$M$151,Daten!$B$150:$M$150)*$T55*24/1000)","v":0},{"$f":"IF($D55=\"\",0,(_xlfn.XLOOKUP($D55,Daten!$A$152:$A$154,_xlfn.XLOOKUP(AA$6,Daten!$B$151:$M$151,Daten!$B$152:$M$154))\n+IF($G55>_xlfn.XLOOKUP($D55,GI!$C$77:$G$77,GI!$C$80:$G$80),($G55-_xlfn.XLOOKUP($D55,GI!$C$77:$G$77,GI!$C$80:$G$80))/4,0))\n*_xlfn.XLOOKUP(AA$6,Daten!$B$151:$M$151,Daten!$B$150:$M$150)*$T55*24/1000)","v":0},{"$f":"IF($D55=\"\",0,(_xlfn.XLOOKUP($D55,Daten!$A$152:$A$154,_xlfn.XLOOKUP(AB$6,Daten!$B$151:$M$151,Daten!$B$152:$M$154))\n+IF($G55>_xlfn.XLOOKUP($D55,GI!$C$77:$G$77,GI!$C$80:$G$80),($G55-_xlfn.XLOOKUP($D55,GI!$C$77:$G$77,GI!$C$80:$G$80))/4,0))\n*_xlfn.XLOOKUP(AB$6,Daten!$B$151:$M$151,Daten!$B$150:$M$150)*$T55*24/1000)","v":0},{"$f":"IF($D55=\"\",0,(_xlfn.XLOOKUP($D55,Daten!$A$152:$A$154,_xlfn.XLOOKUP(AC$6,Daten!$B$151:$M$151,Daten!$B$152:$M$154))\n+IF($G55>_xlfn.XLOOKUP($D55,GI!$C$77:$G$77,GI!$C$80:$G$80),($G55-_xlfn.XLOOKUP($D55,GI!$C$77:$G$77,GI!$C$80:$G$80))/4,0))\n*_xlfn.XLOOKUP(AC$6,Daten!$B$151:$M$151,Daten!$B$150:$M$150)*$T55*24/1000)","v":0},{"$f":"IF($D55=\"\",0,(_xlfn.XLOOKUP($D55,Daten!$A$152:$A$154,_xlfn.XLOOKUP(AD$6,Daten!$B$151:$M$151,Daten!$B$152:$M$154))\n+IF($G55>_xlfn.XLOOKUP($D55,GI!$C$77:$G$77,GI!$C$80:$G$80),($G55-_xlfn.XLOOKUP($D55,GI!$C$77:$G$77,GI!$C$80:$G$80))/4,0))\n*_xlfn.XLOOKUP(AD$6,Daten!$B$151:$M$151,Daten!$B$150:$M$150)*$T55*24/1000)","v":0},{"$f":"IF($D55=\"\",0,(_xlfn.XLOOKUP($D55,Daten!$A$152:$A$154,_xlfn.XLOOKUP(AE$6,Daten!$B$151:$M$151,Daten!$B$152:$M$154))\n+IF($G55>_xlfn.XLOOKUP($D55,GI!$C$77:$G$77,GI!$C$80:$G$80),($G55-_xlfn.XLOOKUP($D55,GI!$C$77:$G$77,GI!$C$80:$G$80))/4,0))\n*_xlfn.XLOOKUP(AE$6,Daten!$B$151:$M$151,Daten!$B$150:$M$150)*$T55*24/1000)","v":0},{"$f":"IF($D55=\"\",0,(_xlfn.XLOOKUP($D55,Daten!$A$152:$A$154,_xlfn.XLOOKUP(AF$6,Daten!$B$151:$M$151,Daten!$B$152:$M$154))\n+IF($G55>_xlfn.XLOOKUP($D55,GI!$C$77:$G$77,GI!$C$80:$G$80),($G55-_xlfn.XLOOKUP($D55,GI!$C$77:$G$77,GI!$C$80:$G$80))/4,0))\n*_xlfn.XLOOKUP(AF$6,Daten!$B$151:$M$151,Daten!$B$150:$M$150)*$T55*24/1000)","v":0},0,{"$f":"(IF($O55=\"\",0,_xlfn.XLOOKUP($O55,Daten!$A$79:$A$95,Daten!B$79:B$95))*$E55*0.9*$I55\n*$AY55)","v":{"v":0,"d":"0.00"}},{"$f":"(IF($O55=\"\",0,_xlfn.XLOOKUP($O55,Daten!$A$79:$A$95,Daten!C$79:C$95))*$E55*0.9*$I55\n*$AY55)","v":{"v":0,"d":"0.00"}},{"$f":"(IF($O55=\"\",0,_xlfn.XLOOKUP($O55,Daten!$A$79:$A$95,Daten!D$79:D$95))*$E55*0.9*$I55\n*$AY55)","v":{"v":0,"d":"0.00"}},{"$f":"(IF($O55=\"\",0,_xlfn.XLOOKUP($O55,Daten!$A$79:$A$95,Daten!E$79:E$95))*$E55*0.9*$I55\n*$AY55)","v":{"v":0,"d":"0.00"}},{"$f":"(IF($O55=\"\",0,_xlfn.XLOOKUP($O55,Daten!$A$79:$A$95,Daten!F$79:F$95))*$E55*0.9*$I55\n*$AY55)","v":{"v":0,"d":"0.00"}},{"$f":"(IF($O55=\"\",0,_xlfn.XLOOKUP($O55,Daten!$A$79:$A$95,Daten!G$79:G$95))*$E55*0.9*$I55\n*$AY55)","v":{"v":0,"d":"0.00"}},{"$f":"(IF($O55=\"\",0,_xlfn.XLOOKUP($O55,Daten!$A$79:$A$95,Daten!H$79:H$95))*$E55*0.9*$I55\n*$AY55)","v":{"v":0,"d":"0.00"}},{"$f":"(IF($O55=\"\",0,_xlfn.XLOOKUP($O55,Daten!$A$79:$A$95,Daten!I$79:I$95))*$E55*0.9*$I55\n*$AY55)","v":{"v":0,"d":"0.00"}},{"$f":"(IF($O55=\"\",0,_xlfn.XLOOKUP($O55,Daten!$A$79:$A$95,Daten!J$79:J$95))*$E55*0.9*$I55\n*$AY55)","v":{"v":0,"d":"0.00"}},{"$f":"(IF($O55=\"\",0,_xlfn.XLOOKUP($O55,Daten!$A$79:$A$95,Daten!K$79:K$95))*$E55*0.9*$I55\n*$AY55)","v":{"v":0,"d":"0.00"}},{"$f":"(IF($O55=\"\",0,_xlfn.XLOOKUP($O55,Daten!$A$79:$A$95,Daten!L$79:L$95))*$E55*0.9*$I55\n*$AY55)","v":{"v":0,"d":"0.00"}},{"$f":"(IF($O55=\"\",0,_xlfn.XLOOKUP($O55,Daten!$A$79:$A$95,Daten!M$79:M$95))*$E55*0.9*$I55\n*$AY55)","v":{"v":0,"d":"0.00"}},{"v":0,"d":"0.00"},{"$f":"IFERROR(_xlfn.XLOOKUP(K55,Daten!$C$109:$C$116,_xlfn.XLOOKUP(O55,Daten!$E$108:$U$108,Daten!$E$109:$U$116)),1)","v":{"v":1,"d":"1.00"}},{"$f":"IFERROR(IF(O55=\"H\",1,_xlfn.XLOOKUP(L55,Daten!$C$127:$C$132,_xlfn.XLOOKUP(O55,Daten!$E$126:$U$126,Daten!$E$127:$U$132))),1)","v":{"v":1,"d":"1.00"}},{"$f":"IFERROR(IF(O55=\"H\",1,_xlfn.XLOOKUP(M55,Daten!$C$143:$C$148,_xlfn.XLOOKUP(O55,Daten!$E$142:$U$142,Daten!$E$143:$U$148))),1)","v":{"v":1,"d":"1.00"}},{"$f":"IFERROR(IF(O55=\"H\",1,_xlfn.XLOOKUP(N55,Daten!$C$143:$C$148,_xlfn.XLOOKUP(O55,Daten!$E$142:$U$142,Daten!$E$143:$U$148))),1)","v":{"v":1,"d":"1.00"}},{"v":1,"d":"1.00"}]
[{"$nulls":19},0,{"$f":"IF($D56=\"\",0,(_xlfn.XLOOKUP($D56,Daten!$A$152:$A$154,_xlfn.XLOOKUP(U$6,Daten!$B$151:$M$151,Daten!$B$152:$M$154))\n+IF($G56>_xlfn.XLOOKUP($D56,GI!$C$77:$G$77,GI!$C$80:$G$80),($G56-_xlfn.XLOOKUP($D56,GI!$C$77:$G$77,GI!$C$80:$G$80))/4,0))\n*_xlfn.XLOOKUP(U$6,Daten!$B$151:$M$151,Daten!$B$150:$M$150)*$T56*24/1000)","v":0},{"$f":"IF($D56=\"\",0,(_xlfn.XLOOKUP($D56,Daten!$A$152:$A$154,_xlfn.XLOOKUP(V$6,Daten!$B$151:$M$151,Daten!$B$152:$M$154))\n+IF($G56>_xlfn.XLOOKUP($D56,GI!$C$77:$G$77,GI!$C$80:$G$80),($G56-_xlfn.XLOOKUP($D56,GI!$C$77:$G$77,GI!$C$80:$G$80))/4,0))\n*_xlfn.XLOOKUP(V$6,Daten!$B$151:$M$151,Daten!$B$150:$M$150)*$T56*24/1000)","v":0},{"$f":"IF($D56=\"\",0,(_xlfn.XLOOKUP($D56,Daten!$A$152:$A$154,_xlfn.XLOOKUP(W$6,Daten!$B$151:$M$151,Daten!$B$152:$M$154))\n+IF($G56>_xlfn.XLOOKUP($D56,GI!$C$77:$G$77,GI!$C$80:$G$80),($G56-_xlfn.XLOOKUP($D56,GI!$C$77:$G$77,GI!$C$80:$G$80))/4,0))\n*_xlfn.XLOOKUP(W$6,Daten!$B$151:$M$151,Daten!$B$150:$M$150)*$T56*24/1000)","v":0},{"$f":"IF($D56=\"\",0,(_xlfn.XLOOKUP($D56,Daten!$A$152:$A$154,_xlfn.XLOOKUP(X$6,Daten!$B$151:$M$151,Daten!$B$152:$M$154))\n+IF($G56>_xlfn.XLOOKUP($D56,GI!$C$77:$G$77,GI!$C$80:$G$80),($G56-_xlfn.XLOOKUP($D56,GI!$C$77:$G$77,GI!$C$80:$G$80))/4,0))\n*_xlfn.XLOOKUP(X$6,Daten!$B$151:$M$151,Daten!$B$150:$M$150)*$T56*24/1000)","v":0},{"$f":"IF($D56=\"\",0,(_xlfn.XLOOKUP($D56,Daten!$A$152:$A$154,_xlfn.XLOOKUP(Y$6,Daten!$B$151:$M$151,Daten!$B$152:$M$154))\n+IF($G56>_xlfn.XLOOKUP($D56,GI!$C$77:$G$77,GI!$C$80:$G$80),($G56-_xlfn.XLOOKUP($D56,GI!$C$77:$G$77,GI!$C$80:$G$80))/4,0))\n*_xlfn.XLOOKUP(Y$6,Daten!$B$151:$M$151,Daten!$B$150:$M$150)*$T56*24/1000)","v":0},{"$f":"IF($D56=\"\",0,(_xlfn.XLOOKUP($D56,Daten!$A$152:$A$154,_xlfn.XLOOKUP(Z$6,Daten!$B$151:$M$151,Daten!$B$152:$M$154))\n+IF($G56>_xlfn.XLOOKUP($D56,GI!$C$77:$G$77,GI!$C$80:$G$80),($G56-_xlfn.XLOOKUP($D56,GI!$C$77:$G$77,GI!$C$80:$G$80))/4,0))\n*_xlfn.XLOOKUP(Z$6,Daten!$B$151:$M$151,Daten!$B$150:$M$150)*$T56*24/1000)","v":0},{"$f":"IF($D56=\"\",0,(_xlfn.XLOOKUP($D56,Daten!$A$152:$A$154,_xlfn.XLOOKUP(AA$6,Daten!$B$151:$M$151,Daten!$B$152:$M$154))\n+IF($G56>_xlfn.XLOOKUP($D56,GI!$C$77:$G$77,GI!$C$80:$G$80),($G56-_xlfn.XLOOKUP($D56,GI!$C$77:$G$77,GI!$C$80:$G$80))/4,0))\n*_xlfn.XLOOKUP(AA$6,Daten!$B$151:$M$151,Daten!$B$150:$M$150)*$T56*24/1000)","v":0},{"$f":"IF($D56=\"\",0,(_xlfn.XLOOKUP($D56,Daten!$A$152:$A$154,_xlfn.XLOOKUP(AB$6,Daten!$B$151:$M$151,Daten!$B$152:$M$154))\n+IF($G56>_xlfn.XLOOKUP($D56,GI!$C$77:$G$77,GI!$C$80:$G$80),($G56-_xlfn.XLOOKUP($D56,GI!$C$77:$G$77,GI!$C$80:$G$80))/4,0))\n*_xlfn.XLOOKUP(AB$6,Daten!$B$151:$M$151,Daten!$B$150:$M$150)*$T56*24/1000)","v":0},{"$f":"IF($D56=\"\",0,(_xlfn.XLOOKUP($D56,Daten!$A$152:$A$154,_xlfn.XLOOKUP(AC$6,Daten!$B$151:$M$151,Daten!$B$152:$M$154))\n+IF($G56>_xlfn.XLOOKUP($D56,GI!$C$77:$G$77,GI!$C$80:$G$80),($G56-_xlfn.XLOOKUP($D56,GI!$C$77:$G$77,GI!$C$80:$G$80))/4,0))\n*_xlfn.XLOOKUP(AC$6,Daten!$B$151:$M$151,Daten!$B$150:$M$150)*$T56*24/1000)","v":0},{"$f":"IF($D56=\"\",0,(_xlfn.XLOOKUP($D56,Daten!$A$152:$A$154,_xlfn.XLOOKUP(AD$6,Daten!$B$151:$M$151,Daten!$B$152:$M$154))\n+IF($G56>_xlfn.XLOOKUP($D56,GI!$C$77:$G$77,GI!$C$80:$G$80),($G56-_xlfn.XLOOKUP($D56,GI!$C$77:$G$77,GI!$C$80:$G$80))/4,0))\n*_xlfn.XLOOKUP(AD$6,Daten!$B$151:$M$151,Daten!$B$150:$M$150)*$T56*24/1000)","v":0},{"$f":"IF($D56=\"\",0,(_xlfn.XLOOKUP($D56,Daten!$A$152:$A$154,_xlfn.XLOOKUP(AE$6,Daten!$B$151:$M$151,Daten!$B$152:$M$154))\n+IF($G56>_xlfn.XLOOKUP($D56,GI!$C$77:$G$77,GI!$C$80:$G$80),($G56-_xlfn.XLOOKUP($D56,GI!$C$77:$G$77,GI!$C$80:$G$80))/4,0))\n*_xlfn.XLOOKUP(AE$6,Daten!$B$151:$M$151,Daten!$B$150:$M$150)*$T56*24/1000)","v":0},{"$f":"IF($D56=\"\",0,(_xlfn.XLOOKUP($D56,Daten!$A$152:$A$154,_xlfn.XLOOKUP(AF$6,Daten!$B$151:$M$151,Daten!$B$152:$M$154))\n+IF($G56>_xlfn.XLOOKUP($D56,GI!$C$77:$G$77,GI!$C$80:$G$80),($G56-_xlfn.XLOOKUP($D56,GI!$C$77:$G$77,GI!$C$80:$G$80))/4,0))\n*_xlfn.XLOOKUP(AF$6,Daten!$B$151:$M$151,Daten!$B$150:$M$150)*$T56*24/1000)","v":0},0,{"$f":"(IF($O56=\"\",0,_xlfn.XLOOKUP($O56,Daten!$A$79:$A$95,Daten!B$79:B$95))*$E56*0.9*$I56\n*$AY56)","v":{"v":0,"d":"0.00"}},{"$f":"(IF($O56=\"\",0,_xlfn.XLOOKUP($O56,Daten!$A$79:$A$95,Daten!C$79:C$95))*$E56*0.9*$I56\n*$AY56)","v":{"v":0,"d":"0.00"}},{"$f":"(IF($O56=\"\",0,_xlfn.XLOOKUP($O56,Daten!$A$79:$A$95,Daten!D$79:D$95))*$E56*0.9*$I56\n*$AY56)","v":{"v":0,"d":"0.00"}},{"$f":"(IF($O56=\"\",0,_xlfn.XLOOKUP($O56,Daten!$A$79:$A$95,Daten!E$79:E$95))*$E56*0.9*$I56\n*$AY56)","v":{"v":0,"d":"0.00"}},{"$f":"(IF($O56=\"\",0,_xlfn.XLOOKUP($O56,Daten!$A$79:$A$95,Daten!F$79:F$95))*$E56*0.9*$I56\n*$AY56)","v":{"v":0,"d":"0.00"}},{"$f":"(IF($O56=\"\",0,_xlfn.XLOOKUP($O56,Daten!$A$79:$A$95,Daten!G$79:G$95))*$E56*0.9*$I56\n*$AY56)","v":{"v":0,"d":"0.00"}},{"$f":"(IF($O56=\"\",0,_xlfn.XLOOKUP($O56,Daten!$A$79:$A$95,Daten!H$79:H$95))*$E56*0.9*$I56\n*$AY56)","v":{"v":0,"d":"0.00"}},{"$f":"(IF($O56=\"\",0,_xlfn.XLOOKUP($O56,Daten!$A$79:$A$95,Daten!I$79:I$95))*$E56*0.9*$I56\n*$AY56)","v":{"v":0,"d":"0.00"}},{"$f":"(IF($O56=\"\",0,_xlfn.XLOOKUP($O56,Daten!$A$79:$A$95,Daten!J$79:J$95))*$E56*0.9*$I56\n*$AY56)","v":{"v":0,"d":"0.00"}},{"$f":"(IF($O56=\"\",0,_xlfn.XLOOKUP($O56,Daten!$A$79:$A$95,Daten!K$79:K$95))*$E56*0.9*$I56\n*$AY56)","v":{"v":0,"d":"0.00"}},{"$f":"(IF($O56=\"\",0,_xlfn.XLOOKUP($O56,Daten!$A$79:$A$95,Daten!L$79:L$95))*$E56*0.9*$I56\n*$AY56)","v":{"v":0,"d":"0.00"}},{"$f":"(IF($O56=\"\",0,_xlfn.XLOOKUP($O56,Daten!$A$79:$A$95,Daten!M$79:M$95))*$E56*0.9*$I56\n*$AY56)","v":{"v":0,"d":"0.00"}},{"v":0,"d":"0.00"},{"$f":"IFERROR(_xlfn.XLOOKUP(K56,Daten!$C$109:$C$116,_xlfn.XLOOKUP(O56,Daten!$E$108:$U$108,Daten!$E$109:$U$116)),1)","v":{"v":1,"d":"1.00"}},{"$f":"IFERROR(IF(O56=\"H\",1,_xlfn.XLOOKUP(L56,Daten!$C$127:$C$132,_xlfn.XLOOKUP(O56,Daten!$E$126:$U$126,Daten!$E$127:$U$132))),1)","v":{"v":1,"d":"1.00"}},{"$f":"IFERROR(IF(O56=\"H\",1,_xlfn.XLOOKUP(M56,Daten!$C$143:$C$148,_xlfn.XLOOKUP(O56,Daten!$E$142:$U$142,Daten!$E$143:$U$148))),1)","v":{"v":1,"d":"1.00"}},{"$f":"IFERROR(IF(O56=\"H\",1,_xlfn.XLOOKUP(N56,Daten!$C$143:$C$148,_xlfn.XLOOKUP(O56,Daten!$E$142:$U$142,Daten!$E$143:$U$148))),1)","v":{"v":1,"d":"1.00"}},{"v":1,"d":"1.00"}]
[{"$nulls":19},0,{"$f":"IF($D57=\"\",0,(_xlfn.XLOOKUP($D57,Daten!$A$152:$A$154,_xlfn.XLOOKUP(U$6,Daten!$B$151:$M$151,Daten!$B$152:$M$154))\n+IF($G57>_xlfn.XLOOKUP($D57,GI!$C$77:$G$77,GI!$C$80:$G$80),($G57-_xlfn.XLOOKUP($D57,GI!$C$77:$G$77,GI!$C$80:$G$80))/4,0))\n*_xlfn.XLOOKUP(U$6,Daten!$B$151:$M$151,Daten!$B$150:$M$150)*$T57*24/1000)","v":0},{"$f":"IF($D57=\"\",0,(_xlfn.XLOOKUP($D57,Daten!$A$152:$A$154,_xlfn.XLOOKUP(V$6,Daten!$B$151:$M$151,Daten!$B$152:$M$154))\n+IF($G57>_xlfn.XLOOKUP($D57,GI!$C$77:$G$77,GI!$C$80:$G$80),($G57-_xlfn.XLOOKUP($D57,GI!$C$77:$G$77,GI!$C$80:$G$80))/4,0))\n*_xlfn.XLOOKUP(V$6,Daten!$B$151:$M$151,Daten!$B$150:$M$150)*$T57*24/1000)","v":0},{"$f":"IF($D57=\"\",0,(_xlfn.XLOOKUP($D57,Daten!$A$152:$A$154,_xlfn.XLOOKUP(W$6,Daten!$B$151:$M$151,Daten!$B$152:$M$154))\n+IF($G57>_xlfn.XLOOKUP($D57,GI!$C$77:$G$77,GI!$C$80:$G$80),($G57-_xlfn.XLOOKUP($D57,GI!$C$77:$G$77,GI!$C$80:$G$80))/4,0))\n*_xlfn.XLOOKUP(W$6,Daten!$B$151:$M$151,Daten!$B$150:$M$150)*$T57*24/1000)","v":0},{"$f":"IF($D57=\"\",0,(_xlfn.XLOOKUP($D57,Daten!$A$152:$A$154,_xlfn.XLOOKUP(X$6,Daten!$B$151:$M$151,Daten!$B$152:$M$154))\n+IF($G57>_xlfn.XLOOKUP($D57,GI!$C$77:$G$77,GI!$C$80:$G$80),($G57-_xlfn.XLOOKUP($D57,GI!$C$77:$G$77,GI!$C$80:$G$80))/4,0))\n*_xlfn.XLOOKUP(X$6,Daten!$B$151:$M$151,Daten!$B$150:$M$150)*$T57*24/1000)","v":0},{"$f":"IF($D57=\"\",0,(_xlfn.XLOOKUP($D57,Daten!$A$152:$A$154,_xlfn.XLOOKUP(Y$6,Daten!$B$151:$M$151,Daten!$B$152:$M$154))\n+IF($G57>_xlfn.XLOOKUP($D57,GI!$C$77:$G$77,GI!$C$80:$G$80),($G57-_xlfn.XLOOKUP($D57,GI!$C$77:$G$77,GI!$C$80:$G$80))/4,0))\n*_xlfn.XLOOKUP(Y$6,Daten!$B$151:$M$151,Daten!$B$150:$M$150)*$T57*24/1000)","v":0},{"$f":"IF($D57=\"\",0,(_xlfn.XLOOKUP($D57,Daten!$A$152:$A$154,_xlfn.XLOOKUP(Z$6,Daten!$B$151:$M$151,Daten!$B$152:$M$154))\n+IF($G57>_xlfn.XLOOKUP($D57,GI!$C$77:$G$77,GI!$C$80:$G$80),($G57-_xlfn.XLOOKUP($D57,GI!$C$77:$G$77,GI!$C$80:$G$80))/4,0))\n*_xlfn.XLOOKUP(Z$6,Daten!$B$151:$M$151,Daten!$B$150:$M$150)*$T57*24/1000)","v":0},{"$f":"IF($D57=\"\",0,(_xlfn.XLOOKUP($D57,Daten!$A$152:$A$154,_xlfn.XLOOKUP(AA$6,Daten!$B$151:$M$151,Daten!$B$152:$M$154))\n+IF($G57>_xlfn.XLOOKUP($D57,GI!$C$77:$G$77,GI!$C$80:$G$80),($G57-_xlfn.XLOOKUP($D57,GI!$C$77:$G$77,GI!$C$80:$G$80))/4,0))\n*_xlfn.XLOOKUP(AA$6,Daten!$B$151:$M$151,Daten!$B$150:$M$150)*$T57*24/1000)","v":0},{"$f":"IF($D57=\"\",0,(_xlfn.XLOOKUP($D57,Daten!$A$152:$A$154,_xlfn.XLOOKUP(AB$6,Daten!$B$151:$M$151,Daten!$B$152:$M$154))\n+IF($G57>_xlfn.XLOOKUP($D57,GI!$C$77:$G$77,GI!$C$80:$G$80),($G57-_xlfn.XLOOKUP($D57,GI!$C$77:$G$77,GI!$C$80:$G$80))/4,0))\n*_xlfn.XLOOKUP(AB$6,Daten!$B$151:$M$151,Daten!$B$150:$M$150)*$T57*24/1000)","v":0},{"$f":"IF($D57=\"\",0,(_xlfn.XLOOKUP($D57,Daten!$A$152:$A$154,_xlfn.XLOOKUP(AC$6,Daten!$B$151:$M$151,Daten!$B$152:$M$154))\n+IF($G57>_xlfn.XLOOKUP($D57,GI!$C$77:$G$77,GI!$C$80:$G$80),($G57-_xlfn.XLOOKUP($D57,GI!$C$77:$G$77,GI!$C$80:$G$80))/4,0))\n*_xlfn.XLOOKUP(AC$6,Daten!$B$151:$M$151,Daten!$B$150:$M$150)*$T57*24/1000)","v":0},{"$f":"IF($D57=\"\",0,(_xlfn.XLOOKUP($D57,Daten!$A$152:$A$154,_xlfn.XLOOKUP(AD$6,Daten!$B$151:$M$151,Daten!$B$152:$M$154))\n+IF($G57>_xlfn.XLOOKUP($D57,GI!$C$77:$G$77,GI!$C$80:$G$80),($G57-_xlfn.XLOOKUP($D57,GI!$C$77:$G$77,GI!$C$80:$G$80))/4,0))\n*_xlfn.XLOOKUP(AD$6,Daten!$B$151:$M$151,Daten!$B$150:$M$150)*$T57*24/1000)","v":0},{"$f":"IF($D57=\"\",0,(_xlfn.XLOOKUP($D57,Daten!$A$152:$A$154,_xlfn.XLOOKUP(AE$6,Daten!$B$151:$M$151,Daten!$B$152:$M$154))\n+IF($G57>_xlfn.XLOOKUP($D57,GI!$C$77:$G$77,GI!$C$80:$G$80),($G57-_xlfn.XLOOKUP($D57,GI!$C$77:$G$77,GI!$C$80:$G$80))/4,0))\n*_xlfn.XLOOKUP(AE$6,Daten!$B$151:$M$151,Daten!$B$150:$M$150)*$T57*24/1000)","v":0},{"$f":"IF($D57=\"\",0,(_xlfn.XLOOKUP($D57,Daten!$A$152:$A$154,_xlfn.XLOOKUP(AF$6,Daten!$B$151:$M$151,Daten!$B$152:$M$154))\n+IF($G57>_xlfn.XLOOKUP($D57,GI!$C$77:$G$77,GI!$C$80:$G$80),($G57-_xlfn.XLOOKUP($D57,GI!$C$77:$G$77,GI!$C$80:$G$80))/4,0))\n*_xlfn.XLOOKUP(AF$6,Daten!$B$151:$M$151,Daten!$B$150:$M$150)*$T57*24/1000)","v":0},0,{"$f":"(IF($O57=\"\",0,_xlfn.XLOOKUP($O57,Daten!$A$79:$A$95,Daten!B$79:B$95))*$E57*0.9*$I57\n*$AY57)","v":{"v":0,"d":"0.00"}},{"$f":"(IF($O57=\"\",0,_xlfn.XLOOKUP($O57,Daten!$A$79:$A$95,Daten!C$79:C$95))*$E57*0.9*$I57\n*$AY57)","v":{"v":0,"d":"0.00"}},{"$f":"(IF($O57=\"\",0,_xlfn.XLOOKUP($O57,Daten!$A$79:$A$95,Daten!D$79:D$95))*$E57*0.9*$I57\n*$AY57)","v":{"v":0,"d":"0.00"}},{"$f":"(IF($O57=\"\",0,_xlfn.XLOOKUP($O57,Daten!$A$79:$A$95,Daten!E$79:E$95))*$E57*0.9*$I57\n*$AY57)","v":{"v":0,"d":"0.00"}},{"$f":"(IF($O57=\"\",0,_xlfn.XLOOKUP($O57,Daten!$A$79:$A$95,Daten!F$79:F$95))*$E57*0.9*$I57\n*$AY57)","v":{"v":0,"d":"0.00"}},{"$f":"(IF($O57=\"\",0,_xlfn.XLOOKUP($O57,Daten!$A$79:$A$95,Daten!G$79:G$95))*$E57*0.9*$I57\n*$AY57)","v":{"v":0,"d":"0.00"}},{"$f":"(IF($O57=\"\",0,_xlfn.XLOOKUP($O57,Daten!$A$79:$A$95,Daten!H$79:H$95))*$E57*0.9*$I57\n*$AY57)","v":{"v":0,"d":"0.00"}},{"$f":"(IF($O57=\"\",0,_xlfn.XLOOKUP($O57,Daten!$A$79:$A$95,Daten!I$79:I$95))*$E57*0.9*$I57\n*$AY57)","v":{"v":0,"d":"0.00"}},{"$f":"(IF($O57=\"\",0,_xlfn.XLOOKUP($O57,Daten!$A$79:$A$95,Daten!J$79:J$95))*$E57*0.9*$I57\n*$AY57)","v":{"v":0,"d":"0.00"}},{"$f":"(IF($O57=\"\",0,_xlfn.XLOOKUP($O57,Daten!$A$79:$A$95,Daten!K$79:K$95))*$E57*0.9*$I57\n*$AY57)","v":{"v":0,"d":"0.00"}},{"$f":"(IF($O57=\"\",0,_xlfn.XLOOKUP($O57,Daten!$A$79:$A$95,Daten!L$79:L$95))*$E57*0.9*$I57\n*$AY57)","v":{"v":0,"d":"0.00"}},{"$f":"(IF($O57=\"\",0,_xlfn.XLOOKUP($O57,Daten!$A$79:$A$95,Daten!M$79:M$95))*$E57*0.9*$I57\n*$AY57)","v":{"v":0,"d":"0.00"}},{"v":0,"d":"0.00"},{"$f":"IFERROR(_xlfn.XLOOKUP(K57,Daten!$C$109:$C$116,_xlfn.XLOOKUP(O57,Daten!$E$108:$U$108,Daten!$E$109:$U$116)),1)","v":{"v":1,"d":"1.00"}},{"$f":"IFERROR(IF(O57=\"H\",1,_xlfn.XLOOKUP(L57,Daten!$C$127:$C$132,_xlfn.XLOOKUP(O57,Daten!$E$126:$U$126,Daten!$E$127:$U$132))),1)","v":{"v":1,"d":"1.00"}},{"$f":"IFERROR(IF(O57=\"H\",1,_xlfn.XLOOKUP(M57,Daten!$C$143:$C$148,_xlfn.XLOOKUP(O57,Daten!$E$142:$U$142,Daten!$E$143:$U$148))),1)","v":{"v":1,"d":"1.00"}},{"$f":"IFERROR(IF(O57=\"H\",1,_xlfn.XLOOKUP(N57,Daten!$C$143:$C$148,_xlfn.XLOOKUP(O57,Daten!$E$142:$U$142,Daten!$E$143:$U$148))),1)","v":{"v":1,"d":"1.00"}},{"v":1,"d":"1.00"}]
[{"$nulls":19},0,{"$f":"IF($D58=\"\",0,(_xlfn.XLOOKUP($D58,Daten!$A$152:$A$154,_xlfn.XLOOKUP(U$6,Daten!$B$151:$M$151,Daten!$B$152:$M$154))\n+IF($G58>_xlfn.XLOOKUP($D58,GI!$C$77:$G$77,GI!$C$80:$G$80),($G58-_xlfn.XLOOKUP($D58,GI!$C$77:$G$77,GI!$C$80:$G$80))/4,0))\n*_xlfn.XLOOKUP(U$6,Daten!$B$151:$M$151,Daten!$B$150:$M$150)*$T58*24/1000)","v":0},{"$f":"IF($D58=\"\",0,(_xlfn.XLOOKUP($D58,Daten!$A$152:$A$154,_xlfn.XLOOKUP(V$6,Daten!$B$151:$M$151,Daten!$B$152:$M$154))\n+IF($G58>_xlfn.XLOOKUP($D58,GI!$C$77:$G$77,GI!$C$80:$G$80),($G58-_xlfn.XLOOKUP($D58,GI!$C$77:$G$77,GI!$C$80:$G$80))/4,0))\n*_xlfn.XLOOKUP(V$6,Daten!$B$151:$M$151,Daten!$B$150:$M$150)*$T58*24/1000)","v":0},{"$f":"IF($D58=\"\",0,(_xlfn.XLOOKUP($D58,Daten!$A$152:$A$154,_xlfn.XLOOKUP(W$6,Daten!$B$151:$M$151,Daten!$B$152:$M$154))\n+IF($G58>_xlfn.XLOOKUP($D58,GI!$C$77:$G$77,GI!$C$80:$G$80),($G58-_xlfn.XLOOKUP($D58,GI!$C$77:$G$77,GI!$C$80:$G$80))/4,0))\n*_xlfn.XLOOKUP(W$6,Daten!$B$151:$M$151,Daten!$B$150:$M$150)*$T58*24/1000)","v":0},{"$f":"IF($D58=\"\",0,(_xlfn.XLOOKUP($D58,Daten!$A$152:$A$154,_xlfn.XLOOKUP(X$6,Daten!$B$151:$M$151,Daten!$B$152:$M$154))\n+IF($G58>_xlfn.XLOOKUP($D58,GI!$C$77:$G$77,GI!$C$80:$G$80),($G58-_xlfn.XLOOKUP($D58,GI!$C$77:$G$77,GI!$C$80:$G$80))/4,0))\n*_xlfn.XLOOKUP(X$6,Daten!$B$151:$M$151,Daten!$B$150:$M$150)*$T58*24/1000)","v":0},{"$f":"IF($D58=\"\",0,(_xlfn.XLOOKUP($D58,Daten!$A$152:$A$154,_xlfn.XLOOKUP(Y$6,Daten!$B$151:$M$151,Daten!$B$152:$M$154))\n+IF($G58>_xlfn.XLOOKUP($D58,GI!$C$77:$G$77,GI!$C$80:$G$80),($G58-_xlfn.XLOOKUP($D58,GI!$C$77:$G$77,GI!$C$80:$G$80))/4,0))\n*_xlfn.XLOOKUP(Y$6,Daten!$B$151:$M$151,Daten!$B$150:$M$150)*$T58*24/1000)","v":0},{"$f":"IF($D58=\"\",0,(_xlfn.XLOOKUP($D58,Daten!$A$152:$A$154,_xlfn.XLOOKUP(Z$6,Daten!$B$151:$M$151,Daten!$B$152:$M$154))\n+IF($G58>_xlfn.XLOOKUP($D58,GI!$C$77:$G$77,GI!$C$80:$G$80),($G58-_xlfn.XLOOKUP($D58,GI!$C$77:$G$77,GI!$C$80:$G$80))/4,0))\n*_xlfn.XLOOKUP(Z$6,Daten!$B$151:$M$151,Daten!$B$150:$M$150)*$T58*24/1000)","v":0},{"$f":"IF($D58=\"\",0,(_xlfn.XLOOKUP($D58,Daten!$A$152:$A$154,_xlfn.XLOOKUP(AA$6,Daten!$B$151:$M$151,Daten!$B$152:$M$154))\n+IF($G58>_xlfn.XLOOKUP($D58,GI!$C$77:$G$77,GI!$C$80:$G$80),($G58-_xlfn.XLOOKUP($D58,GI!$C$77:$G$77,GI!$C$80:$G$80))/4,0))\n*_xlfn.XLOOKUP(AA$6,Daten!$B$151:$M$151,Daten!$B$150:$M$150)*$T58*24/1000)","v":0},{"$f":"IF($D58=\"\",0,(_xlfn.XLOOKUP($D58,Daten!$A$152:$A$154,_xlfn.XLOOKUP(AB$6,Daten!$B$151:$M$151,Daten!$B$152:$M$154))\n+IF($G58>_xlfn.XLOOKUP($D58,GI!$C$77:$G$77,GI!$C$80:$G$80),($G58-_xlfn.XLOOKUP($D58,GI!$C$77:$G$77,GI!$C$80:$G$80))/4,0))\n*_xlfn.XLOOKUP(AB$6,Daten!$B$151:$M$151,Daten!$B$150:$M$150)*$T58*24/1000)","v":0},{"$f":"IF($D58=\"\",0,(_xlfn.XLOOKUP($D58,Daten!$A$152:$A$154,_xlfn.XLOOKUP(AC$6,Daten!$B$151:$M$151,Daten!$B$152:$M$154))\n+IF($G58>_xlfn.XLOOKUP($D58,GI!$C$77:$G$77,GI!$C$80:$G$80),($G58-_xlfn.XLOOKUP($D58,GI!$C$77:$G$77,GI!$C$80:$G$80))/4,0))\n*_xlfn.XLOOKUP(AC$6,Daten!$B$151:$M$151,Daten!$B$150:$M$150)*$T58*24/1000)","v":0},{"$f":"IF($D58=\"\",0,(_xlfn.XLOOKUP($D58,Daten!$A$152:$A$154,_xlfn.XLOOKUP(AD$6,Daten!$B$151:$M$151,Daten!$B$152:$M$154))\n+IF($G58>_xlfn.XLOOKUP($D58,GI!$C$77:$G$77,GI!$C$80:$G$80),($G58-_xlfn.XLOOKUP($D58,GI!$C$77:$G$77,GI!$C$80:$G$80))/4,0))\n*_xlfn.XLOOKUP(AD$6,Daten!$B$151:$M$151,Daten!$B$150:$M$150)*$T58*24/1000)","v":0},{"$f":"IF($D58=\"\",0,(_xlfn.XLOOKUP($D58,Daten!$A$152:$A$154,_xlfn.XLOOKUP(AE$6,Daten!$B$151:$M$151,Daten!$B$152:$M$154))\n+IF($G58>_xlfn.XLOOKUP($D58,GI!$C$77:$G$77,GI!$C$80:$G$80),($G58-_xlfn.XLOOKUP($D58,GI!$C$77:$G$77,GI!$C$80:$G$80))/4,0))\n*_xlfn.XLOOKUP(AE$6,Daten!$B$151:$M$151,Daten!$B$150:$M$150)*$T58*24/1000)","v":0},{"$f":"IF($D58=\"\",0,(_xlfn.XLOOKUP($D58,Daten!$A$152:$A$154,_xlfn.XLOOKUP(AF$6,Daten!$B$151:$M$151,Daten!$B$152:$M$154))\n+IF($G58>_xlfn.XLOOKUP($D58,GI!$C$77:$G$77,GI!$C$80:$G$80),($G58-_xlfn.XLOOKUP($D58,GI!$C$77:$G$77,GI!$C$80:$G$80))/4,0))\n*_xlfn.XLOOKUP(AF$6,Daten!$B$151:$M$151,Daten!$B$150:$M$150)*$T58*24/1000)","v":0},0,{"$f":"(IF($O58=\"\",0,_xlfn.XLOOKUP($O58,Daten!$A$79:$A$95,Daten!B$79:B$95))*$E58*0.9*$I58\n*$AY58)","v":{"v":0,"d":"0.00"}},{"$f":"(IF($O58=\"\",0,_xlfn.XLOOKUP($O58,Daten!$A$79:$A$95,Daten!C$79:C$95))*$E58*0.9*$I58\n*$AY58)","v":{"v":0,"d":"0.00"}},{"$f":"(IF($O58=\"\",0,_xlfn.XLOOKUP($O58,Daten!$A$79:$A$95,Daten!D$79:D$95))*$E58*0.9*$I58\n*$AY58)","v":{"v":0,"d":"0.00"}},{"$f":"(IF($O58=\"\",0,_xlfn.XLOOKUP($O58,Daten!$A$79:$A$95,Daten!E$79:E$95))*$E58*0.9*$I58\n*$AY58)","v":{"v":0,"d":"0.00"}},{"$f":"(IF($O58=\"\",0,_xlfn.XLOOKUP($O58,Daten!$A$79:$A$95,Daten!F$79:F$95))*$E58*0.9*$I58\n*$AY58)","v":{"v":0,"d":"0.00"}},{"$f":"(IF($O58=\"\",0,_xlfn.XLOOKUP($O58,Daten!$A$79:$A$95,Daten!G$79:G$95))*$E58*0.9*$I58\n*$AY58)","v":{"v":0,"d":"0.00"}},{"$f":"(IF($O58=\"\",0,_xlfn.XLOOKUP($O58,Daten!$A$79:$A$95,Daten!H$79:H$95))*$E58*0.9*$I58\n*$AY58)","v":{"v":0,"d":"0.00"}},{"$f":"(IF($O58=\"\",0,_xlfn.XLOOKUP($O58,Daten!$A$79:$A$95,Daten!I$79:I$95))*$E58*0.9*$I58\n*$AY58)","v":{"v":0,"d":"0.00"}},{"$f":"(IF($O58=\"\",0,_xlfn.XLOOKUP($O58,Daten!$A$79:$A$95,Daten!J$79:J$95))*$E58*0.9*$I58\n*$AY58)","v":{"v":0,"d":"0.00"}},{"$f":"(IF($O58=\"\",0,_xlfn.XLOOKUP($O58,Daten!$A$79:$A$95,Daten!K$79:K$95))*$E58*0.9*$I58\n*$AY58)","v":{"v":0,"d":"0.00"}},{"$f":"(IF($O58=\"\",0,_xlfn.XLOOKUP($O58,Daten!$A$79:$A$95,Daten!L$79:L$95))*$E58*0.9*$I58\n*$AY58)","v":{"v":0,"d":"0.00"}},{"$f":"(IF($O58=\"\",0,_xlfn.XLOOKUP($O58,Daten!$A$79:$A$95,Daten!M$79:M$95))*$E58*0.9*$I58\n*$AY58)","v":{"v":0,"d":"0.00"}},{"v":0,"d":"0.00"},{"$f":"IFERROR(_xlfn.XLOOKUP(K58,Daten!$C$109:$C$116,_xlfn.XLOOKUP(O58,Daten!$E$108:$U$108,Daten!$E$109:$U$116)),1)","v":{"v":1,"d":"1.00"}},{"$f":"IFERROR(IF(O58=\"H\",1,_xlfn.XLOOKUP(L58,Daten!$C$127:$C$132,_xlfn.XLOOKUP(O58,Daten!$E$126:$U$126,Daten!$E$127:$U$132))),1)","v":{"v":1,"d":"1.00"}},{"$f":"IFERROR(IF(O58=\"H\",1,_xlfn.XLOOKUP(M58,Daten!$C$143:$C$148,_xlfn.XLOOKUP(O58,Daten!$E$142:$U$142,Daten!$E$143:$U$148))),1)","v":{"v":1,"d":"1.00"}},{"$f":"IFERROR(IF(O58=\"H\",1,_xlfn.XLOOKUP(N58,Daten!$C$143:$C$148,_xlfn.XLOOKUP(O58,Daten!$E$142:$U$142,Daten!$E$143:$U$148))),1)","v":{"v":1,"d":"1.00"}},{"v":1,"d":"1.00"}]
[{"$nulls":19},0,{"$f":"IF($D59=\"\",0,(_xlfn.XLOOKUP($D59,Daten!$A$152:$A$154,_xlfn.XLOOKUP(U$6,Daten!$B$151:$M$151,Daten!$B$152:$M$154))\n+IF($G59>_xlfn.XLOOKUP($D59,GI!$C$77:$G$77,GI!$C$80:$G$80),($G59-_xlfn.XLOOKUP($D59,GI!$C$77:$G$77,GI!$C$80:$G$80))/4,0))\n*_xlfn.XLOOKUP(U$6,Daten!$B$151:$M$151,Daten!$B$150:$M$150)*$T59*24/1000)","v":0},{"$f":"IF($D59=\"\",0,(_xlfn.XLOOKUP($D59,Daten!$A$152:$A$154,_xlfn.XLOOKUP(V$6,Daten!$B$151:$M$151,Daten!$B$152:$M$154))\n+IF($G59>_xlfn.XLOOKUP($D59,GI!$C$77:$G$77,GI!$C$80:$G$80),($G59-_xlfn.XLOOKUP($D59,GI!$C$77:$G$77,GI!$C$80:$G$80))/4,0))\n*_xlfn.XLOOKUP(V$6,Daten!$B$151:$M$151,Daten!$B$150:$M$150)*$T59*24/1000)","v":0},{"$f":"IF($D59=\"\",0,(_xlfn.XLOOKUP($D59,Daten!$A$152:$A$154,_xlfn.XLOOKUP(W$6,Daten!$B$151:$M$151,Daten!$B$152:$M$154))\n+IF($G59>_xlfn.XLOOKUP($D59,GI!$C$77:$G$77,GI!$C$80:$G$80),($G59-_xlfn.XLOOKUP($D59,GI!$C$77:$G$77,GI!$C$80:$G$80))/4,0))\n*_xlfn.XLOOKUP(W$6,Daten!$B$151:$M$151,Daten!$B$150:$M$150)*$T59*24/1000)","v":0},{"$f":"IF($D59=\"\",0,(_xlfn.XLOOKUP($D59,Daten!$A$152:$A$154,_xlfn.XLOOKUP(X$6,Daten!$B$151:$M$151,Daten!$B$152:$M$154))\n+IF($G59>_xlfn.XLOOKUP($D59,GI!$C$77:$G$77,GI!$C$80:$G$80),($G59-_xlfn.XLOOKUP($D59,GI!$C$77:$G$77,GI!$C$80:$G$80))/4,0))\n*_xlfn.XLOOKUP(X$6,Daten!$B$151:$M$151,Daten!$B$150:$M$150)*$T59*24/1000)","v":0},{"$f":"IF($D59=\"\",0,(_xlfn.XLOOKUP($D59,Daten!$A$152:$A$154,_xlfn.XLOOKUP(Y$6,Daten!$B$151:$M$151,Daten!$B$152:$M$154))\n+IF($G59>_xlfn.XLOOKUP($D59,GI!$C$77:$G$77,GI!$C$80:$G$80),($G59-_xlfn.XLOOKUP($D59,GI!$C$77:$G$77,GI!$C$80:$G$80))/4,0))\n*_xlfn.XLOOKUP(Y$6,Daten!$B$151:$M$151,Daten!$B$150:$M$150)*$T59*24/1000)","v":0},{"$f":"IF($D59=\"\",0,(_xlfn.XLOOKUP($D59,Daten!$A$152:$A$154,_xlfn.XLOOKUP(Z$6,Daten!$B$151:$M$151,Daten!$B$152:$M$154))\n+IF($G59>_xlfn.XLOOKUP($D59,GI!$C$77:$G$77,GI!$C$80:$G$80),($G59-_xlfn.XLOOKUP($D59,GI!$C$77:$G$77,GI!$C$80:$G$80))/4,0))\n*_xlfn.XLOOKUP(Z$6,Daten!$B$151:$M$151,Daten!$B$150:$M$150)*$T59*24/1000)","v":0},{"$f":"IF($D59=\"\",0,(_xlfn.XLOOKUP($D59,Daten!$A$152:$A$154,_xlfn.XLOOKUP(AA$6,Daten!$B$151:$M$151,Daten!$B$152:$M$154))\n+IF($G59>_xlfn.XLOOKUP($D59,GI!$C$77:$G$77,GI!$C$80:$G$80),($G59-_xlfn.XLOOKUP($D59,GI!$C$77:$G$77,GI!$C$80:$G$80))/4,0))\n*_xlfn.XLOOKUP(AA$6,Daten!$B$151:$M$151,Daten!$B$150:$M$150)*$T59*24/1000)","v":0},{"$f":"IF($D59=\"\",0,(_xlfn.XLOOKUP($D59,Daten!$A$152:$A$154,_xlfn.XLOOKUP(AB$6,Daten!$B$151:$M$151,Daten!$B$152:$M$154))\n+IF($G59>_xlfn.XLOOKUP($D59,GI!$C$77:$G$77,GI!$C$80:$G$80),($G59-_xlfn.XLOOKUP($D59,GI!$C$77:$G$77,GI!$C$80:$G$80))/4,0))\n*_xlfn.XLOOKUP(AB$6,Daten!$B$151:$M$151,Daten!$B$150:$M$150)*$T59*24/1000)","v":0},{"$f":"IF($D59=\"\",0,(_xlfn.XLOOKUP($D59,Daten!$A$152:$A$154,_xlfn.XLOOKUP(AC$6,Daten!$B$151:$M$151,Daten!$B$152:$M$154))\n+IF($G59>_xlfn.XLOOKUP($D59,GI!$C$77:$G$77,GI!$C$80:$G$80),($G59-_xlfn.XLOOKUP($D59,GI!$C$77:$G$77,GI!$C$80:$G$80))/4,0))\n*_xlfn.XLOOKUP(AC$6,Daten!$B$151:$M$151,Daten!$B$150:$M$150)*$T59*24/1000)","v":0},{"$f":"IF($D59=\"\",0,(_xlfn.XLOOKUP($D59,Daten!$A$152:$A$154,_xlfn.XLOOKUP(AD$6,Daten!$B$151:$M$151,Daten!$B$152:$M$154))\n+IF($G59>_xlfn.XLOOKUP($D59,GI!$C$77:$G$77,GI!$C$80:$G$80),($G59-_xlfn.XLOOKUP($D59,GI!$C$77:$G$77,GI!$C$80:$G$80))/4,0))\n*_xlfn.XLOOKUP(AD$6,Daten!$B$151:$M$151,Daten!$B$150:$M$150)*$T59*24/1000)","v":0},{"$f":"IF($D59=\"\",0,(_xlfn.XLOOKUP($D59,Daten!$A$152:$A$154,_xlfn.XLOOKUP(AE$6,Daten!$B$151:$M$151,Daten!$B$152:$M$154))\n+IF($G59>_xlfn.XLOOKUP($D59,GI!$C$77:$G$77,GI!$C$80:$G$80),($G59-_xlfn.XLOOKUP($D59,GI!$C$77:$G$77,GI!$C$80:$G$80))/4,0))\n*_xlfn.XLOOKUP(AE$6,Daten!$B$151:$M$151,Daten!$B$150:$M$150)*$T59*24/1000)","v":0},{"$f":"IF($D59=\"\",0,(_xlfn.XLOOKUP($D59,Daten!$A$152:$A$154,_xlfn.XLOOKUP(AF$6,Daten!$B$151:$M$151,Daten!$B$152:$M$154))\n+IF($G59>_xlfn.XLOOKUP($D59,GI!$C$77:$G$77,GI!$C$80:$G$80),($G59-_xlfn.XLOOKUP($D59,GI!$C$77:$G$77,GI!$C$80:$G$80))/4,0))\n*_xlfn.XLOOKUP(AF$6,Daten!$B$151:$M$151,Daten!$B$150:$M$150)*$T59*24/1000)","v":0},0,{"$f":"(IF($O59=\"\",0,_xlfn.XLOOKUP($O59,Daten!$A$79:$A$95,Daten!B$79:B$95))*$E59*0.9*$I59\n*$AY59)","v":{"v":0,"d":"0.00"}},{"$f":"(IF($O59=\"\",0,_xlfn.XLOOKUP($O59,Daten!$A$79:$A$95,Daten!C$79:C$95))*$E59*0.9*$I59\n*$AY59)","v":{"v":0,"d":"0.00"}},{"$f":"(IF($O59=\"\",0,_xlfn.XLOOKUP($O59,Daten!$A$79:$A$95,Daten!D$79:D$95))*$E59*0.9*$I59\n*$AY59)","v":{"v":0,"d":"0.00"}},{"$f":"(IF($O59=\"\",0,_xlfn.XLOOKUP($O59,Daten!$A$79:$A$95,Daten!E$79:E$95))*$E59*0.9*$I59\n*$AY59)","v":{"v":0,"d":"0.00"}},{"$f":"(IF($O59=\"\",0,_xlfn.XLOOKUP($O59,Daten!$A$79:$A$95,Daten!F$79:F$95))*$E59*0.9*$I59\n*$AY59)","v":{"v":0,"d":"0.00"}},{"$f":"(IF($O59=\"\",0,_xlfn.XLOOKUP($O59,Daten!$A$79:$A$95,Daten!G$79:G$95))*$E59*0.9*$I59\n*$AY59)","v":{"v":0,"d":"0.00"}},{"$f":"(IF($O59=\"\",0,_xlfn.XLOOKUP($O59,Daten!$A$79:$A$95,Daten!H$79:H$95))*$E59*0.9*$I59\n*$AY59)","v":{"v":0,"d":"0.00"}},{"$f":"(IF($O59=\"\",0,_xlfn.XLOOKUP($O59,Daten!$A$79:$A$95,Daten!I$79:I$95))*$E59*0.9*$I59\n*$AY59)","v":{"v":0,"d":"0.00"}},{"$f":"(IF($O59=\"\",0,_xlfn.XLOOKUP($O59,Daten!$A$79:$A$95,Daten!J$79:J$95))*$E59*0.9*$I59\n*$AY59)","v":{"v":0,"d":"0.00"}},{"$f":"(IF($O59=\"\",0,_xlfn.XLOOKUP($O59,Daten!$A$79:$A$95,Daten!K$79:K$95))*$E59*0.9*$I59\n*$AY59)","v":{"v":0,"d":"0.00"}},{"$f":"(IF($O59=\"\",0,_xlfn.XLOOKUP($O59,Daten!$A$79:$A$95,Daten!L$79:L$95))*$E59*0.9*$I59\n*$AY59)","v":{"v":0,"d":"0.00"}},{"$f":"(IF($O59=\"\",0,_xlfn.XLOOKUP($O59,Daten!$A$79:$A$95,Daten!M$79:M$95))*$E59*0.9*$I59\n*$AY59)","v":{"v":0,"d":"0.00"}},{"v":0,"d":"0.00"},{"$f":"IFERROR(_xlfn.XLOOKUP(K59,Daten!$C$109:$C$116,_xlfn.XLOOKUP(O59,Daten!$E$108:$U$108,Daten!$E$109:$U$116)),1)","v":{"v":1,"d":"1.00"}},{"$f":"IFERROR(IF(O59=\"H\",1,_xlfn.XLOOKUP(L59,Daten!$C$127:$C$132,_xlfn.XLOOKUP(O59,Daten!$E$126:$U$126,Daten!$E$127:$U$132))),1)","v":{"v":1,"d":"1.00"}},{"$f":"IFERROR(IF(O59=\"H\",1,_xlfn.XLOOKUP(M59,Daten!$C$143:$C$148,_xlfn.XLOOKUP(O59,Daten!$E$142:$U$142,Daten!$E$143:$U$148))),1)","v":{"v":1,"d":"1.00"}},{"$f":"IFERROR(IF(O59=\"H\",1,_xlfn.XLOOKUP(N59,Daten!$C$143:$C$148,_xlfn.XLOOKUP(O59,Daten!$E$142:$U$142,Daten!$E$143:$U$148))),1)","v":{"v":1,"d":"1.00"}},{"v":1,"d":"1.00"}]
[{"$nulls":19},0,{"$f":"IF($D60=\"\",0,(_xlfn.XLOOKUP($D60,Daten!$A$152:$A$154,_xlfn.XLOOKUP(U$6,Daten!$B$151:$M$151,Daten!$B$152:$M$154))\n+IF($G60>_xlfn.XLOOKUP($D60,GI!$C$77:$G$77,GI!$C$80:$G$80),($G60-_xlfn.XLOOKUP($D60,GI!$C$77:$G$77,GI!$C$80:$G$80))/4,0))\n*_xlfn.XLOOKUP(U$6,Daten!$B$151:$M$151,Daten!$B$150:$M$150)*$T60*24/1000)","v":0},{"$f":"IF($D60=\"\",0,(_xlfn.XLOOKUP($D60,Daten!$A$152:$A$154,_xlfn.XLOOKUP(V$6,Daten!$B$151:$M$151,Daten!$B$152:$M$154))\n+IF($G60>_xlfn.XLOOKUP($D60,GI!$C$77:$G$77,GI!$C$80:$G$80),($G60-_xlfn.XLOOKUP($D60,GI!$C$77:$G$77,GI!$C$80:$G$80))/4,0))\n*_xlfn.XLOOKUP(V$6,Daten!$B$151:$M$151,Daten!$B$150:$M$150)*$T60*24/1000)","v":0},{"$f":"IF($D60=\"\",0,(_xlfn.XLOOKUP($D60,Daten!$A$152:$A$154,_xlfn.XLOOKUP(W$6,Daten!$B$151:$M$151,Daten!$B$152:$M$154))\n+IF($G60>_xlfn.XLOOKUP($D60,GI!$C$77:$G$77,GI!$C$80:$G$80),($G60-_xlfn.XLOOKUP($D60,GI!$C$77:$G$77,GI!$C$80:$G$80))/4,0))\n*_xlfn.XLOOKUP(W$6,Daten!$B$151:$M$151,Daten!$B$150:$M$150)*$T60*24/1000)","v":0},{"$f":"IF($D60=\"\",0,(_xlfn.XLOOKUP($D60,Daten!$A$152:$A$154,_xlfn.XLOOKUP(X$6,Daten!$B$151:$M$151,Daten!$B$152:$M$154))\n+IF($G60>_xlfn.XLOOKUP($D60,GI!$C$77:$G$77,GI!$C$80:$G$80),($G60-_xlfn.XLOOKUP($D60,GI!$C$77:$G$77,GI!$C$80:$G$80))/4,0))\n*_xlfn.XLOOKUP(X$6,Daten!$B$151:$M$151,Daten!$B$150:$M$150)*$T60*24/1000)","v":0},{"$f":"IF($D60=\"\",0,(_xlfn.XLOOKUP($D60,Daten!$A$152:$A$154,_xlfn.XLOOKUP(Y$6,Daten!$B$151:$M$151,Daten!$B$152:$M$154))\n+IF($G60>_xlfn.XLOOKUP($D60,GI!$C$77:$G$77,GI!$C$80:$G$80),($G60-_xlfn.XLOOKUP($D60,GI!$C$77:$G$77,GI!$C$80:$G$80))/4,0))\n*_xlfn.XLOOKUP(Y$6,Daten!$B$151:$M$151,Daten!$B$150:$M$150)*$T60*24/1000)","v":0},{"$f":"IF($D60=\"\",0,(_xlfn.XLOOKUP($D60,Daten!$A$152:$A$154,_xlfn.XLOOKUP(Z$6,Daten!$B$151:$M$151,Daten!$B$152:$M$154))\n+IF($G60>_xlfn.XLOOKUP($D60,GI!$C$77:$G$77,GI!$C$80:$G$80),($G60-_xlfn.XLOOKUP($D60,GI!$C$77:$G$77,GI!$C$80:$G$80))/4,0))\n*_xlfn.XLOOKUP(Z$6,Daten!$B$151:$M$151,Daten!$B$150:$M$150)*$T60*24/1000)","v":0},{"$f":"IF($D60=\"\",0,(_xlfn.XLOOKUP($D60,Daten!$A$152:$A$154,_xlfn.XLOOKUP(AA$6,Daten!$B$151:$M$151,Daten!$B$152:$M$154))\n+IF($G60>_xlfn.XLOOKUP($D60,GI!$C$77:$G$77,GI!$C$80:$G$80),($G60-_xlfn.XLOOKUP($D60,GI!$C$77:$G$77,GI!$C$80:$G$80))/4,0))\n*_xlfn.XLOOKUP(AA$6,Daten!$B$151:$M$151,Daten!$B$150:$M$150)*$T60*24/1000)","v":0},{"$f":"IF($D60=\"\",0,(_xlfn.XLOOKUP($D60,Daten!$A$152:$A$154,_xlfn.XLOOKUP(AB$6,Daten!$B$151:$M$151,Daten!$B$152:$M$154))\n+IF($G60>_xlfn.XLOOKUP($D60,GI!$C$77:$G$77,GI!$C$80:$G$80),($G60-_xlfn.XLOOKUP($D60,GI!$C$77:$G$77,GI!$C$80:$G$80))/4,0))\n*_xlfn.XLOOKUP(AB$6,Daten!$B$151:$M$151,Daten!$B$150:$M$150)*$T60*24/1000)","v":0},{"$f":"IF($D60=\"\",0,(_xlfn.XLOOKUP($D60,Daten!$A$152:$A$154,_xlfn.XLOOKUP(AC$6,Daten!$B$151:$M$151,Daten!$B$152:$M$154))\n+IF($G60>_xlfn.XLOOKUP($D60,GI!$C$77:$G$77,GI!$C$80:$G$80),($G60-_xlfn.XLOOKUP($D60,GI!$C$77:$G$77,GI!$C$80:$G$80))/4,0))\n*_xlfn.XLOOKUP(AC$6,Daten!$B$151:$M$151,Daten!$B$150:$M$150)*$T60*24/1000)","v":0},{"$f":"IF($D60=\"\",0,(_xlfn.XLOOKUP($D60,Daten!$A$152:$A$154,_xlfn.XLOOKUP(AD$6,Daten!$B$151:$M$151,Daten!$B$152:$M$154))\n+IF($G60>_xlfn.XLOOKUP($D60,GI!$C$77:$G$77,GI!$C$80:$G$80),($G60-_xlfn.XLOOKUP($D60,GI!$C$77:$G$77,GI!$C$80:$G$80))/4,0))\n*_xlfn.XLOOKUP(AD$6,Daten!$B$151:$M$151,Daten!$B$150:$M$150)*$T60*24/1000)","v":0},{"$f":"IF($D60=\"\",0,(_xlfn.XLOOKUP($D60,Daten!$A$152:$A$154,_xlfn.XLOOKUP(AE$6,Daten!$B$151:$M$151,Daten!$B$152:$M$154))\n+IF($G60>_xlfn.XLOOKUP($D60,GI!$C$77:$G$77,GI!$C$80:$G$80),($G60-_xlfn.XLOOKUP($D60,GI!$C$77:$G$77,GI!$C$80:$G$80))/4,0))\n*_xlfn.XLOOKUP(AE$6,Daten!$B$151:$M$151,Daten!$B$150:$M$150)*$T60*24/1000)","v":0},{"$f":"IF($D60=\"\",0,(_xlfn.XLOOKUP($D60,Daten!$A$152:$A$154,_xlfn.XLOOKUP(AF$6,Daten!$B$151:$M$151,Daten!$B$152:$M$154))\n+IF($G60>_xlfn.XLOOKUP($D60,GI!$C$77:$G$77,GI!$C$80:$G$80),($G60-_xlfn.XLOOKUP($D60,GI!$C$77:$G$77,GI!$C$80:$G$80))/4,0))\n*_xlfn.XLOOKUP(AF$6,Daten!$B$151:$M$151,Daten!$B$150:$M$150)*$T60*24/1000)","v":0},0,{"$f":"(IF($O60=\"\",0,_xlfn.XLOOKUP($O60,Daten!$A$79:$A$95,Daten!B$79:B$95))*$E60*0.9*$I60\n*$AY60)","v":{"v":0,"d":"0.00"}},{"$f":"(IF($O60=\"\",0,_xlfn.XLOOKUP($O60,Daten!$A$79:$A$95,Daten!C$79:C$95))*$E60*0.9*$I60\n*$AY60)","v":{"v":0,"d":"0.00"}},{"$f":"(IF($O60=\"\",0,_xlfn.XLOOKUP($O60,Daten!$A$79:$A$95,Daten!D$79:D$95))*$E60*0.9*$I60\n*$AY60)","v":{"v":0,"d":"0.00"}},{"$f":"(IF($O60=\"\",0,_xlfn.XLOOKUP($O60,Daten!$A$79:$A$95,Daten!E$79:E$95))*$E60*0.9*$I60\n*$AY60)","v":{"v":0,"d":"0.00"}},{"$f":"(IF($O60=\"\",0,_xlfn.XLOOKUP($O60,Daten!$A$79:$A$95,Daten!F$79:F$95))*$E60*0.9*$I60\n*$AY60)","v":{"v":0,"d":"0.00"}},{"$f":"(IF($O60=\"\",0,_xlfn.XLOOKUP($O60,Daten!$A$79:$A$95,Daten!G$79:G$95))*$E60*0.9*$I60\n*$AY60)","v":{"v":0,"d":"0.00"}},{"$f":"(IF($O60=\"\",0,_xlfn.XLOOKUP($O60,Daten!$A$79:$A$95,Daten!H$79:H$95))*$E60*0.9*$I60\n*$AY60)","v":{"v":0,"d":"0.00"}},{"$f":"(IF($O60=\"\",0,_xlfn.XLOOKUP($O60,Daten!$A$79:$A$95,Daten!I$79:I$95))*$E60*0.9*$I60\n*$AY60)","v":{"v":0,"d":"0.00"}},{"$f":"(IF($O60=\"\",0,_xlfn.XLOOKUP($O60,Daten!$A$79:$A$95,Daten!J$79:J$95))*$E60*0.9*$I60\n*$AY60)","v":{"v":0,"d":"0.00"}},{"$f":"(IF($O60=\"\",0,_xlfn.XLOOKUP($O60,Daten!$A$79:$A$95,Daten!K$79:K$95))*$E60*0.9*$I60\n*$AY60)","v":{"v":0,"d":"0.00"}},{"$f":"(IF($O60=\"\",0,_xlfn.XLOOKUP($O60,Daten!$A$79:$A$95,Daten!L$79:L$95))*$E60*0.9*$I60\n*$AY60)","v":{"v":0,"d":"0.00"}},{"$f":"(IF($O60=\"\",0,_xlfn.XLOOKUP($O60,Daten!$A$79:$A$95,Daten!M$79:M$95))*$E60*0.9*$I60\n*$AY60)","v":{"v":0,"d":"0.00"}},{"v":0,"d":"0.00"},{"$f":"IFERROR(_xlfn.XLOOKUP(K60,Daten!$C$109:$C$116,_xlfn.XLOOKUP(O60,Daten!$E$108:$U$108,Daten!$E$109:$U$116)),1)","v":{"v":1,"d":"1.00"}},{"$f":"IFERROR(IF(O60=\"H\",1,_xlfn.XLOOKUP(L60,Daten!$C$127:$C$132,_xlfn.XLOOKUP(O60,Daten!$E$126:$U$126,Daten!$E$127:$U$132))),1)","v":{"v":1,"d":"1.00"}},{"$f":"IFERROR(IF(O60=\"H\",1,_xlfn.XLOOKUP(M60,Daten!$C$143:$C$148,_xlfn.XLOOKUP(O60,Daten!$E$142:$U$142,Daten!$E$143:$U$148))),1)","v":{"v":1,"d":"1.00"}},{"$f":"IFERROR(IF(O60=\"H\",1,_xlfn.XLOOKUP(N60,Daten!$C$143:$C$148,_xlfn.XLOOKUP(O60,Daten!$E$142:$U$142,Daten!$E$143:$U$148))),1)","v":{"v":1,"d":"1.00"}},{"v":1,"d":"1.00"}]
[{"$nulls":19},0,{"$f":"IF($D61=\"\",0,(_xlfn.XLOOKUP($D61,Daten!$A$152:$A$154,_xlfn.XLOOKUP(U$6,Daten!$B$151:$M$151,Daten!$B$152:$M$154))\n+IF($G61>_xlfn.XLOOKUP($D61,GI!$C$77:$G$77,GI!$C$80:$G$80),($G61-_xlfn.XLOOKUP($D61,GI!$C$77:$G$77,GI!$C$80:$G$80))/4,0))\n*_xlfn.XLOOKUP(U$6,Daten!$B$151:$M$151,Daten!$B$150:$M$150)*$T61*24/1000)","v":0},{"$f":"IF($D61=\"\",0,(_xlfn.XLOOKUP($D61,Daten!$A$152:$A$154,_xlfn.XLOOKUP(V$6,Daten!$B$151:$M$151,Daten!$B$152:$M$154))\n+IF($G61>_xlfn.XLOOKUP($D61,GI!$C$77:$G$77,GI!$C$80:$G$80),($G61-_xlfn.XLOOKUP($D61,GI!$C$77:$G$77,GI!$C$80:$G$80))/4,0))\n*_xlfn.XLOOKUP(V$6,Daten!$B$151:$M$151,Daten!$B$150:$M$150)*$T61*24/1000)","v":0},{"$f":"IF($D61=\"\",0,(_xlfn.XLOOKUP($D61,Daten!$A$152:$A$154,_xlfn.XLOOKUP(W$6,Daten!$B$151:$M$151,Daten!$B$152:$M$154))\n+IF($G61>_xlfn.XLOOKUP($D61,GI!$C$77:$G$77,GI!$C$80:$G$80),($G61-_xlfn.XLOOKUP($D61,GI!$C$77:$G$77,GI!$C$80:$G$80))/4,0))\n*_xlfn.XLOOKUP(W$6,Daten!$B$151:$M$151,Daten!$B$150:$M$150)*$T61*24/1000)","v":0},{"$f":"IF($D61=\"\",0,(_xlfn.XLOOKUP($D61,Daten!$A$152:$A$154,_xlfn.XLOOKUP(X$6,Daten!$B$151:$M$151,Daten!$B$152:$M$154))\n+IF($G61>_xlfn.XLOOKUP($D61,GI!$C$77:$G$77,GI!$C$80:$G$80),($G61-_xlfn.XLOOKUP($D61,GI!$C$77:$G$77,GI!$C$80:$G$80))/4,0))\n*_xlfn.XLOOKUP(X$6,Daten!$B$151:$M$151,Daten!$B$150:$M$150)*$T61*24/1000)","v":0},{"$f":"IF($D61=\"\",0,(_xlfn.XLOOKUP($D61,Daten!$A$152:$A$154,_xlfn.XLOOKUP(Y$6,Daten!$B$151:$M$151,Daten!$B$152:$M$154))\n+IF($G61>_xlfn.XLOOKUP($D61,GI!$C$77:$G$77,GI!$C$80:$G$80),($G61-_xlfn.XLOOKUP($D61,GI!$C$77:$G$77,GI!$C$80:$G$80))/4,0))\n*_xlfn.XLOOKUP(Y$6,Daten!$B$151:$M$151,Daten!$B$150:$M$150)*$T61*24/1000)","v":0},{"$f":"IF($D61=\"\",0,(_xlfn.XLOOKUP($D61,Daten!$A$152:$A$154,_xlfn.XLOOKUP(Z$6,Daten!$B$151:$M$151,Daten!$B$152:$M$154))\n+IF($G61>_xlfn.XLOOKUP($D61,GI!$C$77:$G$77,GI!$C$80:$G$80),($G61-_xlfn.XLOOKUP($D61,GI!$C$77:$G$77,GI!$C$80:$G$80))/4,0))\n*_xlfn.XLOOKUP(Z$6,Daten!$B$151:$M$151,Daten!$B$150:$M$150)*$T61*24/1000)","v":0},{"$f":"IF($D61=\"\",0,(_xlfn.XLOOKUP($D61,Daten!$A$152:$A$154,_xlfn.XLOOKUP(AA$6,Daten!$B$151:$M$151,Daten!$B$152:$M$154))\n+IF($G61>_xlfn.XLOOKUP($D61,GI!$C$77:$G$77,GI!$C$80:$G$80),($G61-_xlfn.XLOOKUP($D61,GI!$C$77:$G$77,GI!$C$80:$G$80))/4,0))\n*_xlfn.XLOOKUP(AA$6,Daten!$B$151:$M$151,Daten!$B$150:$M$150)*$T61*24/1000)","v":0},{"$f":"IF($D61=\"\",0,(_xlfn.XLOOKUP($D61,Daten!$A$152:$A$154,_xlfn.XLOOKUP(AB$6,Daten!$B$151:$M$151,Daten!$B$152:$M$154))\n+IF($G61>_xlfn.XLOOKUP($D61,GI!$C$77:$G$77,GI!$C$80:$G$80),($G61-_xlfn.XLOOKUP($D61,GI!$C$77:$G$77,GI!$C$80:$G$80))/4,0))\n*_xlfn.XLOOKUP(AB$6,Daten!$B$151:$M$151,Daten!$B$150:$M$150)*$T61*24/1000)","v":0},{"$f":"IF($D61=\"\",0,(_xlfn.XLOOKUP($D61,Daten!$A$152:$A$154,_xlfn.XLOOKUP(AC$6,Daten!$B$151:$M$151,Daten!$B$152:$M$154))\n+IF($G61>_xlfn.XLOOKUP($D61,GI!$C$77:$G$77,GI!$C$80:$G$80),($G61-_xlfn.XLOOKUP($D61,GI!$C$77:$G$77,GI!$C$80:$G$80))/4,0))\n*_xlfn.XLOOKUP(AC$6,Daten!$B$151:$M$151,Daten!$B$150:$M$150)*$T61*24/1000)","v":0},{"$f":"IF($D61=\"\",0,(_xlfn.XLOOKUP($D61,Daten!$A$152:$A$154,_xlfn.XLOOKUP(AD$6,Daten!$B$151:$M$151,Daten!$B$152:$M$154))\n+IF($G61>_xlfn.XLOOKUP($D61,GI!$C$77:$G$77,GI!$C$80:$G$80),($G61-_xlfn.XLOOKUP($D61,GI!$C$77:$G$77,GI!$C$80:$G$80))/4,0))\n*_xlfn.XLOOKUP(AD$6,Daten!$B$151:$M$151,Daten!$B$150:$M$150)*$T61*24/1000)","v":0},{"$f":"IF($D61=\"\",0,(_xlfn.XLOOKUP($D61,Daten!$A$152:$A$154,_xlfn.XLOOKUP(AE$6,Daten!$B$151:$M$151,Daten!$B$152:$M$154))\n+IF($G61>_xlfn.XLOOKUP($D61,GI!$C$77:$G$77,GI!$C$80:$G$80),($G61-_xlfn.XLOOKUP($D61,GI!$C$77:$G$77,GI!$C$80:$G$80))/4,0))\n*_xlfn.XLOOKUP(AE$6,Daten!$B$151:$M$151,Daten!$B$150:$M$150)*$T61*24/1000)","v":0},{"$f":"IF($D61=\"\",0,(_xlfn.XLOOKUP($D61,Daten!$A$152:$A$154,_xlfn.XLOOKUP(AF$6,Daten!$B$151:$M$151,Daten!$B$152:$M$154))\n+IF($G61>_xlfn.XLOOKUP($D61,GI!$C$77:$G$77,GI!$C$80:$G$80),($G61-_xlfn.XLOOKUP($D61,GI!$C$77:$G$77,GI!$C$80:$G$80))/4,0))\n*_xlfn.XLOOKUP(AF$6,Daten!$B$151:$M$151,Daten!$B$150:$M$150)*$T61*24/1000)","v":0},0,{"$f":"(IF($O61=\"\",0,_xlfn.XLOOKUP($O61,Daten!$A$79:$A$95,Daten!B$79:B$95))*$E61*0.9*$I61\n*$AY61)","v":{"v":0,"d":"0.00"}},{"$f":"(IF($O61=\"\",0,_xlfn.XLOOKUP($O61,Daten!$A$79:$A$95,Daten!C$79:C$95))*$E61*0.9*$I61\n*$AY61)","v":{"v":0,"d":"0.00"}},{"$f":"(IF($O61=\"\",0,_xlfn.XLOOKUP($O61,Daten!$A$79:$A$95,Daten!D$79:D$95))*$E61*0.9*$I61\n*$AY61)","v":{"v":0,"d":"0.00"}},{"$f":"(IF($O61=\"\",0,_xlfn.XLOOKUP($O61,Daten!$A$79:$A$95,Daten!E$79:E$95))*$E61*0.9*$I61\n*$AY61)","v":{"v":0,"d":"0.00"}},{"$f":"(IF($O61=\"\",0,_xlfn.XLOOKUP($O61,Daten!$A$79:$A$95,Daten!F$79:F$95))*$E61*0.9*$I61\n*$AY61)","v":{"v":0,"d":"0.00"}},{"$f":"(IF($O61=\"\",0,_xlfn.XLOOKUP($O61,Daten!$A$79:$A$95,Daten!G$79:G$95))*$E61*0.9*$I61\n*$AY61)","v":{"v":0,"d":"0.00"}},{"$f":"(IF($O61=\"\",0,_xlfn.XLOOKUP($O61,Daten!$A$79:$A$95,Daten!H$79:H$95))*$E61*0.9*$I61\n*$AY61)","v":{"v":0,"d":"0.00"}},{"$f":"(IF($O61=\"\",0,_xlfn.XLOOKUP($O61,Daten!$A$79:$A$95,Daten!I$79:I$95))*$E61*0.9*$I61\n*$AY61)","v":{"v":0,"d":"0.00"}},{"$f":"(IF($O61=\"\",0,_xlfn.XLOOKUP($O61,Daten!$A$79:$A$95,Daten!J$79:J$95))*$E61*0.9*$I61\n*$AY61)","v":{"v":0,"d":"0.00"}},{"$f":"(IF($O61=\"\",0,_xlfn.XLOOKUP($O61,Daten!$A$79:$A$95,Daten!K$79:K$95))*$E61*0.9*$I61\n*$AY61)","v":{"v":0,"d":"0.00"}},{"$f":"(IF($O61=\"\",0,_xlfn.XLOOKUP($O61,Daten!$A$79:$A$95,Daten!L$79:L$95))*$E61*0.9*$I61\n*$AY61)","v":{"v":0,"d":"0.00"}},{"$f":"(IF($O61=\"\",0,_xlfn.XLOOKUP($O61,Daten!$A$79:$A$95,Daten!M$79:M$95))*$E61*0.9*$I61\n*$AY61)","v":{"v":0,"d":"0.00"}},{"v":0,"d":"0.00"},{"$f":"IFERROR(_xlfn.XLOOKUP(K61,Daten!$C$109:$C$116,_xlfn.XLOOKUP(O61,Daten!$E$108:$U$108,Daten!$E$109:$U$116)),1)","v":{"v":1,"d":"1.00"}},{"$f":"IFERROR(IF(O61=\"H\",1,_xlfn.XLOOKUP(L61,Daten!$C$127:$C$132,_xlfn.XLOOKUP(O61,Daten!$E$126:$U$126,Daten!$E$127:$U$132))),1)","v":{"v":1,"d":"1.00"}},{"$f":"IFERROR(IF(O61=\"H\",1,_xlfn.XLOOKUP(M61,Daten!$C$143:$C$148,_xlfn.XLOOKUP(O61,Daten!$E$142:$U$142,Daten!$E$143:$U$148))),1)","v":{"v":1,"d":"1.00"}},{"$f":"IFERROR(IF(O61=\"H\",1,_xlfn.XLOOKUP(N61,Daten!$C$143:$C$148,_xlfn.XLOOKUP(O61,Daten!$E$142:$U$142,Daten!$E$143:$U$148))),1)","v":{"v":1,"d":"1.00"}},{"v":1,"d":"1.00"}]
[{"$nulls":19},0,{"$f":"IF($D62=\"\",0,(_xlfn.XLOOKUP($D62,Daten!$A$152:$A$154,_xlfn.XLOOKUP(U$6,Daten!$B$151:$M$151,Daten!$B$152:$M$154))\n+IF($G62>_xlfn.XLOOKUP($D62,GI!$C$77:$G$77,GI!$C$80:$G$80),($G62-_xlfn.XLOOKUP($D62,GI!$C$77:$G$77,GI!$C$80:$G$80))/4,0))\n*_xlfn.XLOOKUP(U$6,Daten!$B$151:$M$151,Daten!$B$150:$M$150)*$T62*24/1000)","v":0},{"$f":"IF($D62=\"\",0,(_xlfn.XLOOKUP($D62,Daten!$A$152:$A$154,_xlfn.XLOOKUP(V$6,Daten!$B$151:$M$151,Daten!$B$152:$M$154))\n+IF($G62>_xlfn.XLOOKUP($D62,GI!$C$77:$G$77,GI!$C$80:$G$80),($G62-_xlfn.XLOOKUP($D62,GI!$C$77:$G$77,GI!$C$80:$G$80))/4,0))\n*_xlfn.XLOOKUP(V$6,Daten!$B$151:$M$151,Daten!$B$150:$M$150)*$T62*24/1000)","v":0},{"$f":"IF($D62=\"\",0,(_xlfn.XLOOKUP($D62,Daten!$A$152:$A$154,_xlfn.XLOOKUP(W$6,Daten!$B$151:$M$151,Daten!$B$152:$M$154))\n+IF($G62>_xlfn.XLOOKUP($D62,GI!$C$77:$G$77,GI!$C$80:$G$80),($G62-_xlfn.XLOOKUP($D62,GI!$C$77:$G$77,GI!$C$80:$G$80))/4,0))\n*_xlfn.XLOOKUP(W$6,Daten!$B$151:$M$151,Daten!$B$150:$M$150)*$T62*24/1000)","v":0},{"$f":"IF($D62=\"\",0,(_xlfn.XLOOKUP($D62,Daten!$A$152:$A$154,_xlfn.XLOOKUP(X$6,Daten!$B$151:$M$151,Daten!$B$152:$M$154))\n+IF($G62>_xlfn.XLOOKUP($D62,GI!$C$77:$G$77,GI!$C$80:$G$80),($G62-_xlfn.XLOOKUP($D62,GI!$C$77:$G$77,GI!$C$80:$G$80))/4,0))\n*_xlfn.XLOOKUP(X$6,Daten!$B$151:$M$151,Daten!$B$150:$M$150)*$T62*24/1000)","v":0},{"$f":"IF($D62=\"\",0,(_xlfn.XLOOKUP($D62,Daten!$A$152:$A$154,_xlfn.XLOOKUP(Y$6,Daten!$B$151:$M$151,Daten!$B$152:$M$154))\n+IF($G62>_xlfn.XLOOKUP($D62,GI!$C$77:$G$77,GI!$C$80:$G$80),($G62-_xlfn.XLOOKUP($D62,GI!$C$77:$G$77,GI!$C$80:$G$80))/4,0))\n*_xlfn.XLOOKUP(Y$6,Daten!$B$151:$M$151,Daten!$B$150:$M$150)*$T62*24/1000)","v":0},{"$f":"IF($D62=\"\",0,(_xlfn.XLOOKUP($D62,Daten!$A$152:$A$154,_xlfn.XLOOKUP(Z$6,Daten!$B$151:$M$151,Daten!$B$152:$M$154))\n+IF($G62>_xlfn.XLOOKUP($D62,GI!$C$77:$G$77,GI!$C$80:$G$80),($G62-_xlfn.XLOOKUP($D62,GI!$C$77:$G$77,GI!$C$80:$G$80))/4,0))\n*_xlfn.XLOOKUP(Z$6,Daten!$B$151:$M$151,Daten!$B$150:$M$150)*$T62*24/1000)","v":0},{"$f":"IF($D62=\"\",0,(_xlfn.XLOOKUP($D62,Daten!$A$152:$A$154,_xlfn.XLOOKUP(AA$6,Daten!$B$151:$M$151,Daten!$B$152:$M$154))\n+IF($G62>_xlfn.XLOOKUP($D62,GI!$C$77:$G$77,GI!$C$80:$G$80),($G62-_xlfn.XLOOKUP($D62,GI!$C$77:$G$77,GI!$C$80:$G$80))/4,0))\n*_xlfn.XLOOKUP(AA$6,Daten!$B$151:$M$151,Daten!$B$150:$M$150)*$T62*24/1000)","v":0},{"$f":"IF($D62=\"\",0,(_xlfn.XLOOKUP($D62,Daten!$A$152:$A$154,_xlfn.XLOOKUP(AB$6,Daten!$B$151:$M$151,Daten!$B$152:$M$154))\n+IF($G62>_xlfn.XLOOKUP($D62,GI!$C$77:$G$77,GI!$C$80:$G$80),($G62-_xlfn.XLOOKUP($D62,GI!$C$77:$G$77,GI!$C$80:$G$80))/4,0))\n*_xlfn.XLOOKUP(AB$6,Daten!$B$151:$M$151,Daten!$B$150:$M$150)*$T62*24/1000)","v":0},{"$f":"IF($D62=\"\",0,(_xlfn.XLOOKUP($D62,Daten!$A$152:$A$154,_xlfn.XLOOKUP(AC$6,Daten!$B$151:$M$151,Daten!$B$152:$M$154))\n+IF($G62>_xlfn.XLOOKUP($D62,GI!$C$77:$G$77,GI!$C$80:$G$80),($G62-_xlfn.XLOOKUP($D62,GI!$C$77:$G$77,GI!$C$80:$G$80))/4,0))\n*_xlfn.XLOOKUP(AC$6,Daten!$B$151:$M$151,Daten!$B$150:$M$150)*$T62*24/1000)","v":0},{"$f":"IF($D62=\"\",0,(_xlfn.XLOOKUP($D62,Daten!$A$152:$A$154,_xlfn.XLOOKUP(AD$6,Daten!$B$151:$M$151,Daten!$B$152:$M$154))\n+IF($G62>_xlfn.XLOOKUP($D62,GI!$C$77:$G$77,GI!$C$80:$G$80),($G62-_xlfn.XLOOKUP($D62,GI!$C$77:$G$77,GI!$C$80:$G$80))/4,0))\n*_xlfn.XLOOKUP(AD$6,Daten!$B$151:$M$151,Daten!$B$150:$M$150)*$T62*24/1000)","v":0},{"$f":"IF($D62=\"\",0,(_xlfn.XLOOKUP($D62,Daten!$A$152:$A$154,_xlfn.XLOOKUP(AE$6,Daten!$B$151:$M$151,Daten!$B$152:$M$154))\n+IF($G62>_xlfn.XLOOKUP($D62,GI!$C$77:$G$77,GI!$C$80:$G$80),($G62-_xlfn.XLOOKUP($D62,GI!$C$77:$G$77,GI!$C$80:$G$80))/4,0))\n*_xlfn.XLOOKUP(AE$6,Daten!$B$151:$M$151,Daten!$B$150:$M$150)*$T62*24/1000)","v":0},{"$f":"IF($D62=\"\",0,(_xlfn.XLOOKUP($D62,Daten!$A$152:$A$154,_xlfn.XLOOKUP(AF$6,Daten!$B$151:$M$151,Daten!$B$152:$M$154))\n+IF($G62>_xlfn.XLOOKUP($D62,GI!$C$77:$G$77,GI!$C$80:$G$80),($G62-_xlfn.XLOOKUP($D62,GI!$C$77:$G$77,GI!$C$80:$G$80))/4,0))\n*_xlfn.XLOOKUP(AF$6,Daten!$B$151:$M$151,Daten!$B$150:$M$150)*$T62*24/1000)","v":0},0,{"$f":"(IF($O62=\"\",0,_xlfn.XLOOKUP($O62,Daten!$A$79:$A$95,Daten!B$79:B$95))*$E62*0.9*$I62\n*$AY62)","v":{"v":0,"d":"0.00"}},{"$f":"(IF($O62=\"\",0,_xlfn.XLOOKUP($O62,Daten!$A$79:$A$95,Daten!C$79:C$95))*$E62*0.9*$I62\n*$AY62)","v":{"v":0,"d":"0.00"}},{"$f":"(IF($O62=\"\",0,_xlfn.XLOOKUP($O62,Daten!$A$79:$A$95,Daten!D$79:D$95))*$E62*0.9*$I62\n*$AY62)","v":{"v":0,"d":"0.00"}},{"$f":"(IF($O62=\"\",0,_xlfn.XLOOKUP($O62,Daten!$A$79:$A$95,Daten!E$79:E$95))*$E62*0.9*$I62\n*$AY62)","v":{"v":0,"d":"0.00"}},{"$f":"(IF($O62=\"\",0,_xlfn.XLOOKUP($O62,Daten!$A$79:$A$95,Daten!F$79:F$95))*$E62*0.9*$I62\n*$AY62)","v":{"v":0,"d":"0.00"}},{"$f":"(IF($O62=\"\",0,_xlfn.XLOOKUP($O62,Daten!$A$79:$A$95,Daten!G$79:G$95))*$E62*0.9*$I62\n*$AY62)","v":{"v":0,"d":"0.00"}},{"$f":"(IF($O62=\"\",0,_xlfn.XLOOKUP($O62,Daten!$A$79:$A$95,Daten!H$79:H$95))*$E62*0.9*$I62\n*$AY62)","v":{"v":0,"d":"0.00"}},{"$f":"(IF($O62=\"\",0,_xlfn.XLOOKUP($O62,Daten!$A$79:$A$95,Daten!I$79:I$95))*$E62*0.9*$I62\n*$AY62)","v":{"v":0,"d":"0.00"}},{"$f":"(IF($O62=\"\",0,_xlfn.XLOOKUP($O62,Daten!$A$79:$A$95,Daten!J$79:J$95))*$E62*0.9*$I62\n*$AY62)","v":{"v":0,"d":"0.00"}},{"$f":"(IF($O62=\"\",0,_xlfn.XLOOKUP($O62,Daten!$A$79:$A$95,Daten!K$79:K$95))*$E62*0.9*$I62\n*$AY62)","v":{"v":0,"d":"0.00"}},{"$f":"(IF($O62=\"\",0,_xlfn.XLOOKUP($O62,Daten!$A$79:$A$95,Daten!L$79:L$95))*$E62*0.9*$I62\n*$AY62)","v":{"v":0,"d":"0.00"}},{"$f":"(IF($O62=\"\",0,_xlfn.XLOOKUP($O62,Daten!$A$79:$A$95,Daten!M$79:M$95))*$E62*0.9*$I62\n*$AY62)","v":{"v":0,"d":"0.00"}},{"v":0,"d":"0.00"},{"$f":"IFERROR(_xlfn.XLOOKUP(K62,Daten!$C$109:$C$116,_xlfn.XLOOKUP(O62,Daten!$E$108:$U$108,Daten!$E$109:$U$116)),1)","v":{"v":1,"d":"1.00"}},{"$f":"IFERROR(IF(O62=\"H\",1,_xlfn.XLOOKUP(L62,Daten!$C$127:$C$132,_xlfn.XLOOKUP(O62,Daten!$E$126:$U$126,Daten!$E$127:$U$132))),1)","v":{"v":1,"d":"1.00"}},{"$f":"IFERROR(IF(O62=\"H\",1,_xlfn.XLOOKUP(M62,Daten!$C$143:$C$148,_xlfn.XLOOKUP(O62,Daten!$E$142:$U$142,Daten!$E$143:$U$148))),1)","v":{"v":1,"d":"1.00"}},{"$f":"IFERROR(IF(O62=\"H\",1,_xlfn.XLOOKUP(N62,Daten!$C$143:$C$148,_xlfn.XLOOKUP(O62,Daten!$E$142:$U$142,Daten!$E$143:$U$148))),1)","v":{"v":1,"d":"1.00"}},{"v":1,"d":"1.00"}]
[{"$nulls":19},{"$f":"IF($Q$3,Q63,E63*F63)","v":0},{"$f":"IF($D63=\"\",0,(_xlfn.XLOOKUP($D63,Daten!$A$152:$A$154,_xlfn.XLOOKUP(U$6,Daten!$B$151:$M$151,Daten!$B$152:$M$154))\n+IF($G63>_xlfn.XLOOKUP($D63,GI!$C$77:$G$77,GI!$C$80:$G$80),($G63-_xlfn.XLOOKUP($D63,GI!$C$77:$G$77,GI!$C$80:$G$80))/4,0))\n*_xlfn.XLOOKUP(U$6,Daten!$B$151:$M$151,Daten!$B$150:$M$150)*$T63*24/1000)","v":0},{"$f":"IF($D63=\"\",0,(_xlfn.XLOOKUP($D63,Daten!$A$152:$A$154,_xlfn.XLOOKUP(V$6,Daten!$B$151:$M$151,Daten!$B$152:$M$154))\n+IF($G63>_xlfn.XLOOKUP($D63,GI!$C$77:$G$77,GI!$C$80:$G$80),($G63-_xlfn.XLOOKUP($D63,GI!$C$77:$G$77,GI!$C$80:$G$80))/4,0))\n*_xlfn.XLOOKUP(V$6,Daten!$B$151:$M$151,Daten!$B$150:$M$150)*$T63*24/1000)","v":0},{"$f":"IF($D63=\"\",0,(_xlfn.XLOOKUP($D63,Daten!$A$152:$A$154,_xlfn.XLOOKUP(W$6,Daten!$B$151:$M$151,Daten!$B$152:$M$154))\n+IF($G63>_xlfn.XLOOKUP($D63,GI!$C$77:$G$77,GI!$C$80:$G$80),($G63-_xlfn.XLOOKUP($D63,GI!$C$77:$G$77,GI!$C$80:$G$80))/4,0))\n*_xlfn.XLOOKUP(W$6,Daten!$B$151:$M$151,Daten!$B$150:$M$150)*$T63*24/1000)","v":0},{"$f":"IF($D63=\"\",0,(_xlfn.XLOOKUP($D63,Daten!$A$152:$A$154,_xlfn.XLOOKUP(X$6,Daten!$B$151:$M$151,Daten!$B$152:$M$154))\n+IF($G63>_xlfn.XLOOKUP($D63,GI!$C$77:$G$77,GI!$C$80:$G$80),($G63-_xlfn.XLOOKUP($D63,GI!$C$77:$G$77,GI!$C$80:$G$80))/4,0))\n*_xlfn.XLOOKUP(X$6,Daten!$B$151:$M$151,Daten!$B$150:$M$150)*$T63*24/1000)","v":0},{"$f":"IF($D63=\"\",0,(_xlfn.XLOOKUP($D63,Daten!$A$152:$A$154,_xlfn.XLOOKUP(Y$6,Daten!$B$151:$M$151,Daten!$B$152:$M$154))\n+IF($G63>_xlfn.XLOOKUP($D63,GI!$C$77:$G$77,GI!$C$80:$G$80),($G63-_xlfn.XLOOKUP($D63,GI!$C$77:$G$77,GI!$C$80:$G$80))/4,0))\n*_xlfn.XLOOKUP(Y$6,Daten!$B$151:$M$151,Daten!$B$150:$M$150)*$T63*24/1000)","v":0},{"$f":"IF($D63=\"\",0,(_xlfn.XLOOKUP($D63,Daten!$A$152:$A$154,_xlfn.XLOOKUP(Z$6,Daten!$B$151:$M$151,Daten!$B$152:$M$154))\n+IF($G63>_xlfn.XLOOKUP($D63,GI!$C$77:$G$77,GI!$C$80:$G$80),($G63-_xlfn.XLOOKUP($D63,GI!$C$77:$G$77,GI!$C$80:$G$80))/4,0))\n*_xlfn.XLOOKUP(Z$6,Daten!$B$151:$M$151,Daten!$B$150:$M$150)*$T63*24/1000)","v":0},{"$f":"IF($D63=\"\",0,(_xlfn.XLOOKUP($D63,Daten!$A$152:$A$154,_xlfn.XLOOKUP(AA$6,Daten!$B$151:$M$151,Daten!$B$152:$M$154))\n+IF($G63>_xlfn.XLOOKUP($D63,GI!$C$77:$G$77,GI!$C$80:$G$80),($G63-_xlfn.XLOOKUP($D63,GI!$C$77:$G$77,GI!$C$80:$G$80))/4,0))\n*_xlfn.XLOOKUP(AA$6,Daten!$B$151:$M$151,Daten!$B$150:$M$150)*$T63*24/1000)","v":0},{"$f":"IF($D63=\"\",0,(_xlfn.XLOOKUP($D63,Daten!$A$152:$A$154,_xlfn.XLOOKUP(AB$6,Daten!$B$151:$M$151,Daten!$B$152:$M$154))\n+IF($G63>_xlfn.XLOOKUP($D63,GI!$C$77:$G$77,GI!$C$80:$G$80),($G63-_xlfn.XLOOKUP($D63,GI!$C$77:$G$77,GI!$C$80:$G$80))/4,0))\n*_xlfn.XLOOKUP(AB$6,Daten!$B$151:$M$151,Daten!$B$150:$M$150)*$T63*24/1000)","v":0},{"$f":"IF($D63=\"\",0,(_xlfn.XLOOKUP($D63,Daten!$A$152:$A$154,_xlfn.XLOOKUP(AC$6,Daten!$B$151:$M$151,Daten!$B$152:$M$154))\n+IF($G63>_xlfn.XLOOKUP($D63,GI!$C$77:$G$77,GI!$C$80:$G$80),($G63-_xlfn.XLOOKUP($D63,GI!$C$77:$G$77,GI!$C$80:$G$80))/4,0))\n*_xlfn.XLOOKUP(AC$6,Daten!$B$151:$M$151,Daten!$B$150:$M$150)*$T63*24/1000)","v":0},{"$f":"IF($D63=\"\",0,(_xlfn.XLOOKUP($D63,Daten!$A$152:$A$154,_xlfn.XLOOKUP(AD$6,Daten!$B$151:$M$151,Daten!$B$152:$M$154))\n+IF($G63>_xlfn.XLOOKUP($D63,GI!$C$77:$G$77,GI!$C$80:$G$80),($G63-_xlfn.XLOOKUP($D63,GI!$C$77:$G$77,GI!$C$80:$G$80))/4,0))\n*_xlfn.XLOOKUP(AD$6,Daten!$B$151:$M$151,Daten!$B$150:$M$150)*$T63*24/1000)","v":0},{"$f":"IF($D63=\"\",0,(_xlfn.XLOOKUP($D63,Daten!$A$152:$A$154,_xlfn.XLOOKUP(AE$6,Daten!$B$151:$M$151,Daten!$B$152:$M$154))\n+IF($G63>_xlfn.XLOOKUP($D63,GI!$C$77:$G$77,GI!$C$80:$G$80),($G63-_xlfn.XLOOKUP($D63,GI!$C$77:$G$77,GI!$C$80:$G$80))/4,0))\n*_xlfn.XLOOKUP(AE$6,Daten!$B$151:$M$151,Daten!$B$150:$M$150)*$T63*24/1000)","v":0},{"$f":"IF($D63=\"\",0,(_xlfn.XLOOKUP($D63,Daten!$A$152:$A$154,_xlfn.XLOOKUP(AF$6,Daten!$B$151:$M$151,Daten!$B$152:$M$154))\n+IF($G63>_xlfn.XLOOKUP($D63,GI!$C$77:$G$77,GI!$C$80:$G$80),($G63-_xlfn.XLOOKUP($D63,GI!$C$77:$G$77,GI!$C$80:$G$80))/4,0))\n*_xlfn.XLOOKUP(AF$6,Daten!$B$151:$M$151,Daten!$B$150:$M$150)*$T63*24/1000)","v":0},{"$f":"SUM(U63:AF63)","v":0},{"$f":"(IF($O63=\"\",0,_xlfn.XLOOKUP($O63,Daten!$A$79:$A$95,Daten!B$79:B$95))*$E63*0.9*$I63\n*$AY63)","v":{"v":0,"d":"0.00"}},{"$f":"(IF($O63=\"\",0,_xlfn.XLOOKUP($O63,Daten!$A$79:$A$95,Daten!C$79:C$95))*$E63*0.9*$I63\n*$AY63)","v":{"v":0,"d":"0.00"}},{"$f":"(IF($O63=\"\",0,_xlfn.XLOOKUP($O63,Daten!$A$79:$A$95,Daten!D$79:D$95))*$E63*0.9*$I63\n*$AY63)","v":{"v":0,"d":"0.00"}},{"$f":"(IF($O63=\"\",0,_xlfn.XLOOKUP($O63,Daten!$A$79:$A$95,Daten!E$79:E$95))*$E63*0.9*$I63\n*$AY63)","v":{"v":0,"d":"0.00"}},{"$f":"(IF($O63=\"\",0,_xlfn.XLOOKUP($O63,Daten!$A$79:$A$95,Daten!F$79:F$95))*$E63*0.9*$I63\n*$AY63)","v":{"v":0,"d":"0.00"}},{"$f":"(IF($O63=\"\",0,_xlfn.XLOOKUP($O63,Daten!$A$79:$A$95,Daten!G$79:G$95))*$E63*0.9*$I63\n*$AY63)","v":{"v":0,"d":"0.00"}},{"$f":"(IF($O63=\"\",0,_xlfn.XLOOKUP($O63,Daten!$A$79:$A$95,Daten!H$79:H$95))*$E63*0.9*$I63\n*$AY63)","v":{"v":0,"d":"0.00"}},{"$f":"(IF($O63=\"\",0,_xlfn.XLOOKUP($O63,Daten!$A$79:$A$95,Daten!I$79:I$95))*$E63*0.9*$I63\n*$AY63)","v":{"v":0,"d":"0.00"}},{"$f":"(IF($O63=\"\",0,_xlfn.XLOOKUP($O63,Daten!$A$79:$A$95,Daten!J$79:J$95))*$E63*0.9*$I63\n*$AY63)","v":{"v":0,"d":"0.00"}},{"$f":"(IF($O63=\"\",0,_xlfn.XLOOKUP($O63,Daten!$A$79:$A$95,Daten!K$79:K$95))*$E63*0.9*$I63\n*$AY63)","v":{"v":0,"d":"0.00"}},{"$f":"(IF($O63=\"\",0,_xlfn.XLOOKUP($O63,Daten!$A$79:$A$95,Daten!L$79:L$95))*$E63*0.9*$I63\n*$AY63)","v":{"v":0,"d":"0.00"}},{"$f":"(IF($O63=\"\",0,_xlfn.XLOOKUP($O63,Daten!$A$79:$A$95,Daten!M$79:M$95))*$E63*0.9*$I63\n*$AY63)","v":{"v":0,"d":"0.00"}},{"$f":"SUM(AH63:AS63)","v":{"v":0,"d":"0.00"}},{"$f":"IFERROR(_xlfn.XLOOKUP(K63,Daten!$C$109:$C$116,_xlfn.XLOOKUP(O63,Daten!$E$108:$U$108,Daten!$E$109:$U$116)),1)","v":{"v":1,"d":"1.00"}},{"$f":"IFERROR(IF(O63=\"H\",1,_xlfn.XLOOKUP(L63,Daten!$C$127:$C$132,_xlfn.XLOOKUP(O63,Daten!$E$126:$U$126,Daten!$E$127:$U$132))),1)","v":{"v":1,"d":"1.00"}},{"$f":"IFERROR(IF(O63=\"H\",1,_xlfn.XLOOKUP(M63,Daten!$C$143:$C$148,_xlfn.XLOOKUP(O63,Daten!$E$142:$U$142,Daten!$E$143:$U$148))),1)","v":{"v":1,"d":"1.00"}},{"$f":"IFERROR(IF(O63=\"H\",1,_xlfn.XLOOKUP(N63,Daten!$C$143:$C$148,_xlfn.XLOOKUP(O63,Daten!$E$142:$U$142,Daten!$E$143:$U$148))),1)","v":{"v":1,"d":"1.00"}},{"$f":"AU63*AV63*AW63*AX63","v":{"v":1,"d":"1.00"}}]
[{"$nulls":19},0,{"$f":"IF($D64=\"\",0,(_xlfn.XLOOKUP($D64,Daten!$A$152:$A$154,_xlfn.XLOOKUP(U$6,Daten!$B$151:$M$151,Daten!$B$152:$M$154))\n+IF($G64>_xlfn.XLOOKUP($D64,GI!$C$77:$G$77,GI!$C$80:$G$80),($G64-_xlfn.XLOOKUP($D64,GI!$C$77:$G$77,GI!$C$80:$G$80))/4,0))\n*_xlfn.XLOOKUP(U$6,Daten!$B$151:$M$151,Daten!$B$150:$M$150)*$T64*24/1000)","v":0},{"$f":"IF($D64=\"\",0,(_xlfn.XLOOKUP($D64,Daten!$A$152:$A$154,_xlfn.XLOOKUP(V$6,Daten!$B$151:$M$151,Daten!$B$152:$M$154))\n+IF($G64>_xlfn.XLOOKUP($D64,GI!$C$77:$G$77,GI!$C$80:$G$80),($G64-_xlfn.XLOOKUP($D64,GI!$C$77:$G$77,GI!$C$80:$G$80))/4,0))\n*_xlfn.XLOOKUP(V$6,Daten!$B$151:$M$151,Daten!$B$150:$M$150)*$T64*24/1000)","v":0},{"$f":"IF($D64=\"\",0,(_xlfn.XLOOKUP($D64,Daten!$A$152:$A$154,_xlfn.XLOOKUP(W$6,Daten!$B$151:$M$151,Daten!$B$152:$M$154))\n+IF($G64>_xlfn.XLOOKUP($D64,GI!$C$77:$G$77,GI!$C$80:$G$80),($G64-_xlfn.XLOOKUP($D64,GI!$C$77:$G$77,GI!$C$80:$G$80))/4,0))\n*_xlfn.XLOOKUP(W$6,Daten!$B$151:$M$151,Daten!$B$150:$M$150)*$T64*24/1000)","v":0},{"$f":"IF($D64=\"\",0,(_xlfn.XLOOKUP($D64,Daten!$A$152:$A$154,_xlfn.XLOOKUP(X$6,Daten!$B$151:$M$151,Daten!$B$152:$M$154))\n+IF($G64>_xlfn.XLOOKUP($D64,GI!$C$77:$G$77,GI!$C$80:$G$80),($G64-_xlfn.XLOOKUP($D64,GI!$C$77:$G$77,GI!$C$80:$G$80))/4,0))\n*_xlfn.XLOOKUP(X$6,Daten!$B$151:$M$151,Daten!$B$150:$M$150)*$T64*24/1000)","v":0},{"$f":"IF($D64=\"\",0,(_xlfn.XLOOKUP($D64,Daten!$A$152:$A$154,_xlfn.XLOOKUP(Y$6,Daten!$B$151:$M$151,Daten!$B$152:$M$154))\n+IF($G64>_xlfn.XLOOKUP($D64,GI!$C$77:$G$77,GI!$C$80:$G$80),($G64-_xlfn.XLOOKUP($D64,GI!$C$77:$G$77,GI!$C$80:$G$80))/4,0))\n*_xlfn.XLOOKUP(Y$6,Daten!$B$151:$M$151,Daten!$B$150:$M$150)*$T64*24/1000)","v":0},{"$f":"IF($D64=\"\",0,(_xlfn.XLOOKUP($D64,Daten!$A$152:$A$154,_xlfn.XLOOKUP(Z$6,Daten!$B$151:$M$151,Daten!$B$152:$M$154))\n+IF($G64>_xlfn.XLOOKUP($D64,GI!$C$77:$G$77,GI!$C$80:$G$80),($G64-_xlfn.XLOOKUP($D64,GI!$C$77:$G$77,GI!$C$80:$G$80))/4,0))\n*_xlfn.XLOOKUP(Z$6,Daten!$B$151:$M$151,Daten!$B$150:$M$150)*$T64*24/1000)","v":0},{"$f":"IF($D64=\"\",0,(_xlfn.XLOOKUP($D64,Daten!$A$152:$A$154,_xlfn.XLOOKUP(AA$6,Daten!$B$151:$M$151,Daten!$B$152:$M$154))\n+IF($G64>_xlfn.XLOOKUP($D64,GI!$C$77:$G$77,GI!$C$80:$G$80),($G64-_xlfn.XLOOKUP($D64,GI!$C$77:$G$77,GI!$C$80:$G$80))/4,0))\n*_xlfn.XLOOKUP(AA$6,Daten!$B$151:$M$151,Daten!$B$150:$M$150)*$T64*24/1000)","v":0},{"$f":"IF($D64=\"\",0,(_xlfn.XLOOKUP($D64,Daten!$A$152:$A$154,_xlfn.XLOOKUP(AB$6,Daten!$B$151:$M$151,Daten!$B$152:$M$154))\n+IF($G64>_xlfn.XLOOKUP($D64,GI!$C$77:$G$77,GI!$C$80:$G$80),($G64-_xlfn.XLOOKUP($D64,GI!$C$77:$G$77,GI!$C$80:$G$80))/4,0))\n*_xlfn.XLOOKUP(AB$6,Daten!$B$151:$M$151,Daten!$B$150:$M$150)*$T64*24/1000)","v":0},{"$f":"IF($D64=\"\",0,(_xlfn.XLOOKUP($D64,Daten!$A$152:$A$154,_xlfn.XLOOKUP(AC$6,Daten!$B$151:$M$151,Daten!$B$152:$M$154))\n+IF($G64>_xlfn.XLOOKUP($D64,GI!$C$77:$G$77,GI!$C$80:$G$80),($G64-_xlfn.XLOOKUP($D64,GI!$C$77:$G$77,GI!$C$80:$G$80))/4,0))\n*_xlfn.XLOOKUP(AC$6,Daten!$B$151:$M$151,Daten!$B$150:$M$150)*$T64*24/1000)","v":0},{"$f":"IF($D64=\"\",0,(_xlfn.XLOOKUP($D64,Daten!$A$152:$A$154,_xlfn.XLOOKUP(AD$6,Daten!$B$151:$M$151,Daten!$B$152:$M$154))\n+IF($G64>_xlfn.XLOOKUP($D64,GI!$C$77:$G$77,GI!$C$80:$G$80),($G64-_xlfn.XLOOKUP($D64,GI!$C$77:$G$77,GI!$C$80:$G$80))/4,0))\n*_xlfn.XLOOKUP(AD$6,Daten!$B$151:$M$151,Daten!$B$150:$M$150)*$T64*24/1000)","v":0},{"$f":"IF($D64=\"\",0,(_xlfn.XLOOKUP($D64,Daten!$A$152:$A$154,_xlfn.XLOOKUP(AE$6,Daten!$B$151:$M$151,Daten!$B$152:$M$154))\n+IF($G64>_xlfn.XLOOKUP($D64,GI!$C$77:$G$77,GI!$C$80:$G$80),($G64-_xlfn.XLOOKUP($D64,GI!$C$77:$G$77,GI!$C$80:$G$80))/4,0))\n*_xlfn.XLOOKUP(AE$6,Daten!$B$151:$M$151,Daten!$B$150:$M$150)*$T64*24/1000)","v":0},{"$f":"IF($D64=\"\",0,(_xlfn.XLOOKUP($D64,Daten!$A$152:$A$154,_xlfn.XLOOKUP(AF$6,Daten!$B$151:$M$151,Daten!$B$152:$M$154))\n+IF($G64>_xlfn.XLOOKUP($D64,GI!$C$77:$G$77,GI!$C$80:$G$80),($G64-_xlfn.XLOOKUP($D64,GI!$C$77:$G$77,GI!$C$80:$G$80))/4,0))\n*_xlfn.XLOOKUP(AF$6,Daten!$B$151:$M$151,Daten!$B$150:$M$150)*$T64*24/1000)","v":0},0,{"$f":"(IF($O64=\"\",0,_xlfn.XLOOKUP($O64,Daten!$A$79:$A$95,Daten!B$79:B$95))*$E64*0.9*$I64\n*$AY64)","v":{"v":0,"d":"0.00"}},{"$f":"(IF($O64=\"\",0,_xlfn.XLOOKUP($O64,Daten!$A$79:$A$95,Daten!C$79:C$95))*$E64*0.9*$I64\n*$AY64)","v":{"v":0,"d":"0.00"}},{"$f":"(IF($O64=\"\",0,_xlfn.XLOOKUP($O64,Daten!$A$79:$A$95,Daten!D$79:D$95))*$E64*0.9*$I64\n*$AY64)","v":{"v":0,"d":"0.00"}},{"$f":"(IF($O64=\"\",0,_xlfn.XLOOKUP($O64,Daten!$A$79:$A$95,Daten!E$79:E$95))*$E64*0.9*$I64\n*$AY64)","v":{"v":0,"d":"0.00"}},{"$f":"(IF($O64=\"\",0,_xlfn.XLOOKUP($O64,Daten!$A$79:$A$95,Daten!F$79:F$95))*$E64*0.9*$I64\n*$AY64)","v":{"v":0,"d":"0.00"}},{"$f":"(IF($O64=\"\",0,_xlfn.XLOOKUP($O64,Daten!$A$79:$A$95,Daten!G$79:G$95))*$E64*0.9*$I64\n*$AY64)","v":{"v":0,"d":"0.00"}},{"$f":"(IF($O64=\"\",0,_xlfn.XLOOKUP($O64,Daten!$A$79:$A$95,Daten!H$79:H$95))*$E64*0.9*$I64\n*$AY64)","v":{"v":0,"d":"0.00"}},{"$f":"(IF($O64=\"\",0,_xlfn.XLOOKUP($O64,Daten!$A$79:$A$95,Daten!I$79:I$95))*$E64*0.9*$I64\n*$AY64)","v":{"v":0,"d":"0.00"}},{"$f":"(IF($O64=\"\",0,_xlfn.XLOOKUP($O64,Daten!$A$79:$A$95,Daten!J$79:J$95))*$E64*0.9*$I64\n*$AY64)","v":{"v":0,"d":"0.00"}},{"$f":"(IF($O64=\"\",0,_xlfn.XLOOKUP($O64,Daten!$A$79:$A$95,Daten!K$79:K$95))*$E64*0.9*$I64\n*$AY64)","v":{"v":0,"d":"0.00"}},{"$f":"(IF($O64=\"\",0,_xlfn.XLOOKUP($O64,Daten!$A$79:$A$95,Daten!L$79:L$95))*$E64*0.9*$I64\n*$AY64)","v":{"v":0,"d":"0.00"}},{"$f":"(IF($O64=\"\",0,_xlfn.XLOOKUP($O64,Daten!$A$79:$A$95,Daten!M$79:M$95))*$E64*0.9*$I64\n*$AY64)","v":{"v":0,"d":"0.00"}},{"v":0,"d":"0.00"},{"$f":"IFERROR(_xlfn.XLOOKUP(K64,Daten!$C$109:$C$116,_xlfn.XLOOKUP(O64,Daten!$E$108:$U$108,Daten!$E$109:$U$116)),1)","v":{"v":1,"d":"1.00"}},{"$f":"IFERROR(IF(O64=\"H\",1,_xlfn.XLOOKUP(L64,Daten!$C$127:$C$132,_xlfn.XLOOKUP(O64,Daten!$E$126:$U$126,Daten!$E$127:$U$132))),1)","v":{"v":1,"d":"1.00"}},{"$f":"IFERROR(IF(O64=\"H\",1,_xlfn.XLOOKUP(M64,Daten!$C$143:$C$148,_xlfn.XLOOKUP(O64,Daten!$E$142:$U$142,Daten!$E$143:$U$148))),1)","v":{"v":1,"d":"1.00"}},{"$f":"IFERROR(IF(O64=\"H\",1,_xlfn.XLOOKUP(N64,Daten!$C$143:$C$148,_xlfn.XLOOKUP(O64,Daten!$E$142:$U$142,Daten!$E$143:$U$148))),1)","v":{"v":1,"d":"1.00"}},{"v":1,"d":"1.00"}]
[{"$nulls":19},0,{"$f":"IF($D65=\"\",0,(_xlfn.XLOOKUP($D65,Daten!$A$152:$A$154,_xlfn.XLOOKUP(U$6,Daten!$B$151:$M$151,Daten!$B$152:$M$154))\n+IF($G65>_xlfn.XLOOKUP($D65,GI!$C$77:$G$77,GI!$C$80:$G$80),($G65-_xlfn.XLOOKUP($D65,GI!$C$77:$G$77,GI!$C$80:$G$80))/4,0))\n*_xlfn.XLOOKUP(U$6,Daten!$B$151:$M$151,Daten!$B$150:$M$150)*$T65*24/1000)","v":0},{"$f":"IF($D65=\"\",0,(_xlfn.XLOOKUP($D65,Daten!$A$152:$A$154,_xlfn.XLOOKUP(V$6,Daten!$B$151:$M$151,Daten!$B$152:$M$154))\n+IF($G65>_xlfn.XLOOKUP($D65,GI!$C$77:$G$77,GI!$C$80:$G$80),($G65-_xlfn.XLOOKUP($D65,GI!$C$77:$G$77,GI!$C$80:$G$80))/4,0))\n*_xlfn.XLOOKUP(V$6,Daten!$B$151:$M$151,Daten!$B$150:$M$150)*$T65*24/1000)","v":0},{"$f":"IF($D65=\"\",0,(_xlfn.XLOOKUP($D65,Daten!$A$152:$A$154,_xlfn.XLOOKUP(W$6,Daten!$B$151:$M$151,Daten!$B$152:$M$154))\n+IF($G65>_xlfn.XLOOKUP($D65,GI!$C$77:$G$77,GI!$C$80:$G$80),($G65-_xlfn.XLOOKUP($D65,GI!$C$77:$G$77,GI!$C$80:$G$80))/4,0))\n*_xlfn.XLOOKUP(W$6,Daten!$B$151:$M$151,Daten!$B$150:$M$150)*$T65*24/1000)","v":0},{"$f":"IF($D65=\"\",0,(_xlfn.XLOOKUP($D65,Daten!$A$152:$A$154,_xlfn.XLOOKUP(X$6,Daten!$B$151:$M$151,Daten!$B$152:$M$154))\n+IF($G65>_xlfn.XLOOKUP($D65,GI!$C$77:$G$77,GI!$C$80:$G$80),($G65-_xlfn.XLOOKUP($D65,GI!$C$77:$G$77,GI!$C$80:$G$80))/4,0))\n*_xlfn.XLOOKUP(X$6,Daten!$B$151:$M$151,Daten!$B$150:$M$150)*$T65*24/1000)","v":0},{"$f":"IF($D65=\"\",0,(_xlfn.XLOOKUP($D65,Daten!$A$152:$A$154,_xlfn.XLOOKUP(Y$6,Daten!$B$151:$M$151,Daten!$B$152:$M$154))\n+IF($G65>_xlfn.XLOOKUP($D65,GI!$C$77:$G$77,GI!$C$80:$G$80),($G65-_xlfn.XLOOKUP($D65,GI!$C$77:$G$77,GI!$C$80:$G$80))/4,0))\n*_xlfn.XLOOKUP(Y$6,Daten!$B$151:$M$151,Daten!$B$150:$M$150)*$T65*24/1000)","v":0},{"$f":"IF($D65=\"\",0,(_xlfn.XLOOKUP($D65,Daten!$A$152:$A$154,_xlfn.XLOOKUP(Z$6,Daten!$B$151:$M$151,Daten!$B$152:$M$154))\n+IF($G65>_xlfn.XLOOKUP($D65,GI!$C$77:$G$77,GI!$C$80:$G$80),($G65-_xlfn.XLOOKUP($D65,GI!$C$77:$G$77,GI!$C$80:$G$80))/4,0))\n*_xlfn.XLOOKUP(Z$6,Daten!$B$151:$M$151,Daten!$B$150:$M$150)*$T65*24/1000)","v":0},{"$f":"IF($D65=\"\",0,(_xlfn.XLOOKUP($D65,Daten!$A$152:$A$154,_xlfn.XLOOKUP(AA$6,Daten!$B$151:$M$151,Daten!$B$152:$M$154))\n+IF($G65>_xlfn.XLOOKUP($D65,GI!$C$77:$G$77,GI!$C$80:$G$80),($G65-_xlfn.XLOOKUP($D65,GI!$C$77:$G$77,GI!$C$80:$G$80))/4,0))\n*_xlfn.XLOOKUP(AA$6,Daten!$B$151:$M$151,Daten!$B$150:$M$150)*$T65*24/1000)","v":0},{"$f":"IF($D65=\"\",0,(_xlfn.XLOOKUP($D65,Daten!$A$152:$A$154,_xlfn.XLOOKUP(AB$6,Daten!$B$151:$M$151,Daten!$B$152:$M$154))\n+IF($G65>_xlfn.XLOOKUP($D65,GI!$C$77:$G$77,GI!$C$80:$G$80),($G65-_xlfn.XLOOKUP($D65,GI!$C$77:$G$77,GI!$C$80:$G$80))/4,0))\n*_xlfn.XLOOKUP(AB$6,Daten!$B$151:$M$151,Daten!$B$150:$M$150)*$T65*24/1000)","v":0},{"$f":"IF($D65=\"\",0,(_xlfn.XLOOKUP($D65,Daten!$A$152:$A$154,_xlfn.XLOOKUP(AC$6,Daten!$B$151:$M$151,Daten!$B$152:$M$154))\n+IF($G65>_xlfn.XLOOKUP($D65,GI!$C$77:$G$77,GI!$C$80:$G$80),($G65-_xlfn.XLOOKUP($D65,GI!$C$77:$G$77,GI!$C$80:$G$80))/4,0))\n*_xlfn.XLOOKUP(AC$6,Daten!$B$151:$M$151,Daten!$B$150:$M$150)*$T65*24/1000)","v":0},{"$f":"IF($D65=\"\",0,(_xlfn.XLOOKUP($D65,Daten!$A$152:$A$154,_xlfn.XLOOKUP(AD$6,Daten!$B$151:$M$151,Daten!$B$152:$M$154))\n+IF($G65>_xlfn.XLOOKUP($D65,GI!$C$77:$G$77,GI!$C$80:$G$80),($G65-_xlfn.XLOOKUP($D65,GI!$C$77:$G$77,GI!$C$80:$G$80))/4,0))\n*_xlfn.XLOOKUP(AD$6,Daten!$B$151:$M$151,Daten!$B$150:$M$150)*$T65*24/1000)","v":0},{"$f":"IF($D65=\"\",0,(_xlfn.XLOOKUP($D65,Daten!$A$152:$A$154,_xlfn.XLOOKUP(AE$6,Daten!$B$151:$M$151,Daten!$B$152:$M$154))\n+IF($G65>_xlfn.XLOOKUP($D65,GI!$C$77:$G$77,GI!$C$80:$G$80),($G65-_xlfn.XLOOKUP($D65,GI!$C$77:$G$77,GI!$C$80:$G$80))/4,0))\n*_xlfn.XLOOKUP(AE$6,Daten!$B$151:$M$151,Daten!$B$150:$M$150)*$T65*24/1000)","v":0},{"$f":"IF($D65=\"\",0,(_xlfn.XLOOKUP($D65,Daten!$A$152:$A$154,_xlfn.XLOOKUP(AF$6,Daten!$B$151:$M$151,Daten!$B$152:$M$154))\n+IF($G65>_xlfn.XLOOKUP($D65,GI!$C$77:$G$77,GI!$C$80:$G$80),($G65-_xlfn.XLOOKUP($D65,GI!$C$77:$G$77,GI!$C$80:$G$80))/4,0))\n*_xlfn.XLOOKUP(AF$6,Daten!$B$151:$M$151,Daten!$B$150:$M$150)*$T65*24/1000)","v":0},0,{"$f":"(IF($O65=\"\",0,_xlfn.XLOOKUP($O65,Daten!$A$79:$A$95,Daten!B$79:B$95))*$E65*0.9*$I65\n*$AY65)","v":{"v":0,"d":"0.00"}},{"$f":"(IF($O65=\"\",0,_xlfn.XLOOKUP($O65,Daten!$A$79:$A$95,Daten!C$79:C$95))*$E65*0.9*$I65\n*$AY65)","v":{"v":0,"d":"0.00"}},{"$f":"(IF($O65=\"\",0,_xlfn.XLOOKUP($O65,Daten!$A$79:$A$95,Daten!D$79:D$95))*$E65*0.9*$I65\n*$AY65)","v":{"v":0,"d":"0.00"}},{"$f":"(IF($O65=\"\",0,_xlfn.XLOOKUP($O65,Daten!$A$79:$A$95,Daten!E$79:E$95))*$E65*0.9*$I65\n*$AY65)","v":{"v":0,"d":"0.00"}},{"$f":"(IF($O65=\"\",0,_xlfn.XLOOKUP($O65,Daten!$A$79:$A$95,Daten!F$79:F$95))*$E65*0.9*$I65\n*$AY65)","v":{"v":0,"d":"0.00"}},{"$f":"(IF($O65=\"\",0,_xlfn.XLOOKUP($O65,Daten!$A$79:$A$95,Daten!G$79:G$95))*$E65*0.9*$I65\n*$AY65)","v":{"v":0,"d":"0.00"}},{"$f":"(IF($O65=\"\",0,_xlfn.XLOOKUP($O65,Daten!$A$79:$A$95,Daten!H$79:H$95))*$E65*0.9*$I65\n*$AY65)","v":{"v":0,"d":"0.00"}},{"$f":"(IF($O65=\"\",0,_xlfn.XLOOKUP($O65,Daten!$A$79:$A$95,Daten!I$79:I$95))*$E65*0.9*$I65\n*$AY65)","v":{"v":0,"d":"0.00"}},{"$f":"(IF($O65=\"\",0,_xlfn.XLOOKUP($O65,Daten!$A$79:$A$95,Daten!J$79:J$95))*$E65*0.9*$I65\n*$AY65)","v":{"v":0,"d":"0.00"}},{"$f":"(IF($O65=\"\",0,_xlfn.XLOOKUP($O65,Daten!$A$79:$A$95,Daten!K$79:K$95))*$E65*0.9*$I65\n*$AY65)","v":{"v":0,"d":"0.00"}},{"$f":"(IF($O65=\"\",0,_xlfn.XLOOKUP($O65,Daten!$A$79:$A$95,Daten!L$79:L$95))*$E65*0.9*$I65\n*$AY65)","v":{"v":0,"d":"0.00"}},{"$f":"(IF($O65=\"\",0,_xlfn.XLOOKUP($O65,Daten!$A$79:$A$95,Daten!M$79:M$95))*$E65*0.9*$I65\n*$AY65)","v":{"v":0,"d":"0.00"}},{"v":0,"d":"0.00"},{"$f":"IFERROR(_xlfn.XLOOKUP(K65,Daten!$C$109:$C$116,_xlfn.XLOOKUP(O65,Daten!$E$108:$U$108,Daten!$E$109:$U$116)),1)","v":{"v":1,"d":"1.00"}},{"$f":"IFERROR(IF(O65=\"H\",1,_xlfn.XLOOKUP(L65,Daten!$C$127:$C$132,_xlfn.XLOOKUP(O65,Daten!$E$126:$U$126,Daten!$E$127:$U$132))),1)","v":{"v":1,"d":"1.00"}},{"$f":"IFERROR(IF(O65=\"H\",1,_xlfn.XLOOKUP(M65,Daten!$C$143:$C$148,_xlfn.XLOOKUP(O65,Daten!$E$142:$U$142,Daten!$E$143:$U$148))),1)","v":{"v":1,"d":"1.00"}},{"$f":"IFERROR(IF(O65=\"H\",1,_xlfn.XLOOKUP(N65,Daten!$C$143:$C$148,_xlfn.XLOOKUP(O65,Daten!$E$142:$U$142,Daten!$E$143:$U$148))),1)","v":{"v":1,"d":"1.00"}},{"v":1,"d":"1.00"}]
[{"$nulls":19},0,{"$f":"IF($D66=\"\",0,(_xlfn.XLOOKUP($D66,Daten!$A$152:$A$154,_xlfn.XLOOKUP(U$6,Daten!$B$151:$M$151,Daten!$B$152:$M$154))\n+IF($G66>_xlfn.XLOOKUP($D66,GI!$C$77:$G$77,GI!$C$80:$G$80),($G66-_xlfn.XLOOKUP($D66,GI!$C$77:$G$77,GI!$C$80:$G$80))/4,0))\n*_xlfn.XLOOKUP(U$6,Daten!$B$151:$M$151,Daten!$B$150:$M$150)*$T66*24/1000)","v":0},{"$f":"IF($D66=\"\",0,(_xlfn.XLOOKUP($D66,Daten!$A$152:$A$154,_xlfn.XLOOKUP(V$6,Daten!$B$151:$M$151,Daten!$B$152:$M$154))\n+IF($G66>_xlfn.XLOOKUP($D66,GI!$C$77:$G$77,GI!$C$80:$G$80),($G66-_xlfn.XLOOKUP($D66,GI!$C$77:$G$77,GI!$C$80:$G$80))/4,0))\n*_xlfn.XLOOKUP(V$6,Daten!$B$151:$M$151,Daten!$B$150:$M$150)*$T66*24/1000)","v":0},{"$f":"IF($D66=\"\",0,(_xlfn.XLOOKUP($D66,Daten!$A$152:$A$154,_xlfn.XLOOKUP(W$6,Daten!$B$151:$M$151,Daten!$B$152:$M$154))\n+IF($G66>_xlfn.XLOOKUP($D66,GI!$C$77:$G$77,GI!$C$80:$G$80),($G66-_xlfn.XLOOKUP($D66,GI!$C$77:$G$77,GI!$C$80:$G$80))/4,0))\n*_xlfn.XLOOKUP(W$6,Daten!$B$151:$M$151,Daten!$B$150:$M$150)*$T66*24/1000)","v":0},{"$f":"IF($D66=\"\",0,(_xlfn.XLOOKUP($D66,Daten!$A$152:$A$154,_xlfn.XLOOKUP(X$6,Daten!$B$151:$M$151,Daten!$B$152:$M$154))\n+IF($G66>_xlfn.XLOOKUP($D66,GI!$C$77:$G$77,GI!$C$80:$G$80),($G66-_xlfn.XLOOKUP($D66,GI!$C$77:$G$77,GI!$C$80:$G$80))/4,0))\n*_xlfn.XLOOKUP(X$6,Daten!$B$151:$M$151,Daten!$B$150:$M$150)*$T66*24/1000)","v":0},{"$f":"IF($D66=\"\",0,(_xlfn.XLOOKUP($D66,Daten!$A$152:$A$154,_xlfn.XLOOKUP(Y$6,Daten!$B$151:$M$151,Daten!$B$152:$M$154))\n+IF($G66>_xlfn.XLOOKUP($D66,GI!$C$77:$G$77,GI!$C$80:$G$80),($G66-_xlfn.XLOOKUP($D66,GI!$C$77:$G$77,GI!$C$80:$G$80))/4,0))\n*_xlfn.XLOOKUP(Y$6,Daten!$B$151:$M$151,Daten!$B$150:$M$150)*$T66*24/1000)","v":0},{"$f":"IF($D66=\"\",0,(_xlfn.XLOOKUP($D66,Daten!$A$152:$A$154,_xlfn.XLOOKUP(Z$6,Daten!$B$151:$M$151,Daten!$B$152:$M$154))\n+IF($G66>_xlfn.XLOOKUP($D66,GI!$C$77:$G$77,GI!$C$80:$G$80),($G66-_xlfn.XLOOKUP($D66,GI!$C$77:$G$77,GI!$C$80:$G$80))/4,0))\n*_xlfn.XLOOKUP(Z$6,Daten!$B$151:$M$151,Daten!$B$150:$M$150)*$T66*24/1000)","v":0},{"$f":"IF($D66=\"\",0,(_xlfn.XLOOKUP($D66,Daten!$A$152:$A$154,_xlfn.XLOOKUP(AA$6,Daten!$B$151:$M$151,Daten!$B$152:$M$154))\n+IF($G66>_xlfn.XLOOKUP($D66,GI!$C$77:$G$77,GI!$C$80:$G$80),($G66-_xlfn.XLOOKUP($D66,GI!$C$77:$G$77,GI!$C$80:$G$80))/4,0))\n*_xlfn.XLOOKUP(AA$6,Daten!$B$151:$M$151,Daten!$B$150:$M$150)*$T66*24/1000)","v":0},{"$f":"IF($D66=\"\",0,(_xlfn.XLOOKUP($D66,Daten!$A$152:$A$154,_xlfn.XLOOKUP(AB$6,Daten!$B$151:$M$151,Daten!$B$152:$M$154))\n+IF($G66>_xlfn.XLOOKUP($D66,GI!$C$77:$G$77,GI!$C$80:$G$80),($G66-_xlfn.XLOOKUP($D66,GI!$C$77:$G$77,GI!$C$80:$G$80))/4,0))\n*_xlfn.XLOOKUP(AB$6,Daten!$B$151:$M$151,Daten!$B$150:$M$150)*$T66*24/1000)","v":0},{"$f":"IF($D66=\"\",0,(_xlfn.XLOOKUP($D66,Daten!$A$152:$A$154,_xlfn.XLOOKUP(AC$6,Daten!$B$151:$M$151,Daten!$B$152:$M$154))\n+IF($G66>_xlfn.XLOOKUP($D66,GI!$C$77:$G$77,GI!$C$80:$G$80),($G66-_xlfn.XLOOKUP($D66,GI!$C$77:$G$77,GI!$C$80:$G$80))/4,0))\n*_xlfn.XLOOKUP(AC$6,Daten!$B$151:$M$151,Daten!$B$150:$M$150)*$T66*24/1000)","v":0},{"$f":"IF($D66=\"\",0,(_xlfn.XLOOKUP($D66,Daten!$A$152:$A$154,_xlfn.XLOOKUP(AD$6,Daten!$B$151:$M$151,Daten!$B$152:$M$154))\n+IF($G66>_xlfn.XLOOKUP($D66,GI!$C$77:$G$77,GI!$C$80:$G$80),($G66-_xlfn.XLOOKUP($D66,GI!$C$77:$G$77,GI!$C$80:$G$80))/4,0))\n*_xlfn.XLOOKUP(AD$6,Daten!$B$151:$M$151,Daten!$B$150:$M$150)*$T66*24/1000)","v":0},{"$f":"IF($D66=\"\",0,(_xlfn.XLOOKUP($D66,Daten!$A$152:$A$154,_xlfn.XLOOKUP(AE$6,Daten!$B$151:$M$151,Daten!$B$152:$M$154))\n+IF($G66>_xlfn.XLOOKUP($D66,GI!$C$77:$G$77,GI!$C$80:$G$80),($G66-_xlfn.XLOOKUP($D66,GI!$C$77:$G$77,GI!$C$80:$G$80))/4,0))\n*_xlfn.XLOOKUP(AE$6,Daten!$B$151:$M$151,Daten!$B$150:$M$150)*$T66*24/1000)","v":0},{"$f":"IF($D66=\"\",0,(_xlfn.XLOOKUP($D66,Daten!$A$152:$A$154,_xlfn.XLOOKUP(AF$6,Daten!$B$151:$M$151,Daten!$B$152:$M$154))\n+IF($G66>_xlfn.XLOOKUP($D66,GI!$C$77:$G$77,GI!$C$80:$G$80),($G66-_xlfn.XLOOKUP($D66,GI!$C$77:$G$77,GI!$C$80:$G$80))/4,0))\n*_xlfn.XLOOKUP(AF$6,Daten!$B$151:$M$151,Daten!$B$150:$M$150)*$T66*24/1000)","v":0},0,{"$f":"(IF($O66=\"\",0,_xlfn.XLOOKUP($O66,Daten!$A$79:$A$95,Daten!B$79:B$95))*$E66*0.9*$I66\n*$AY66)","v":{"v":0,"d":"0.00"}},{"$f":"(IF($O66=\"\",0,_xlfn.XLOOKUP($O66,Daten!$A$79:$A$95,Daten!C$79:C$95))*$E66*0.9*$I66\n*$AY66)","v":{"v":0,"d":"0.00"}},{"$f":"(IF($O66=\"\",0,_xlfn.XLOOKUP($O66,Daten!$A$79:$A$95,Daten!D$79:D$95))*$E66*0.9*$I66\n*$AY66)","v":{"v":0,"d":"0.00"}},{"$f":"(IF($O66=\"\",0,_xlfn.XLOOKUP($O66,Daten!$A$79:$A$95,Daten!E$79:E$95))*$E66*0.9*$I66\n*$AY66)","v":{"v":0,"d":"0.00"}},{"$f":"(IF($O66=\"\",0,_xlfn.XLOOKUP($O66,Daten!$A$79:$A$95,Daten!F$79:F$95))*$E66*0.9*$I66\n*$AY66)","v":{"v":0,"d":"0.00"}},{"$f":"(IF($O66=\"\",0,_xlfn.XLOOKUP($O66,Daten!$A$79:$A$95,Daten!G$79:G$95))*$E66*0.9*$I66\n*$AY66)","v":{"v":0,"d":"0.00"}},{"$f":"(IF($O66=\"\",0,_xlfn.XLOOKUP($O66,Daten!$A$79:$A$95,Daten!H$79:H$95))*$E66*0.9*$I66\n*$AY66)","v":{"v":0,"d":"0.00"}},{"$f":"(IF($O66=\"\",0,_xlfn.XLOOKUP($O66,Daten!$A$79:$A$95,Daten!I$79:I$95))*$E66*0.9*$I66\n*$AY66)","v":{"v":0,"d":"0.00"}},{"$f":"(IF($O66=\"\",0,_xlfn.XLOOKUP($O66,Daten!$A$79:$A$95,Daten!J$79:J$95))*$E66*0.9*$I66\n*$AY66)","v":{"v":0,"d":"0.00"}},{"$f":"(IF($O66=\"\",0,_xlfn.XLOOKUP($O66,Daten!$A$79:$A$95,Daten!K$79:K$95))*$E66*0.9*$I66\n*$AY66)","v":{"v":0,"d":"0.00"}},{"$f":"(IF($O66=\"\",0,_xlfn.XLOOKUP($O66,Daten!$A$79:$A$95,Daten!L$79:L$95))*$E66*0.9*$I66\n*$AY66)","v":{"v":0,"d":"0.00"}},{"$f":"(IF($O66=\"\",0,_xlfn.XLOOKUP($O66,Daten!$A$79:$A$95,Daten!M$79:M$95))*$E66*0.9*$I66\n*$AY66)","v":{"v":0,"d":"0.00"}},{"v":0,"d":"0.00"},{"$f":"IFERROR(_xlfn.XLOOKUP(K66,Daten!$C$109:$C$116,_xlfn.XLOOKUP(O66,Daten!$E$108:$U$108,Daten!$E$109:$U$116)),1)","v":{"v":1,"d":"1.00"}},{"$f":"IFERROR(IF(O66=\"H\",1,_xlfn.XLOOKUP(L66,Daten!$C$127:$C$132,_xlfn.XLOOKUP(O66,Daten!$E$126:$U$126,Daten!$E$127:$U$132))),1)","v":{"v":1,"d":"1.00"}},{"$f":"IFERROR(IF(O66=\"H\",1,_xlfn.XLOOKUP(M66,Daten!$C$143:$C$148,_xlfn.XLOOKUP(O66,Daten!$E$142:$U$142,Daten!$E$143:$U$148))),1)","v":{"v":1,"d":"1.00"}},{"$f":"IFERROR(IF(O66=\"H\",1,_xlfn.XLOOKUP(N66,Daten!$C$143:$C$148,_xlfn.XLOOKUP(O66,Daten!$E$142:$U$142,Daten!$E$143:$U$148))),1)","v":{"v":1,"d":"1.00"}},{"v":1,"d":"1.00"}]
[{"$nulls":19},0,{"$f":"IF($D67=\"\",0,(_xlfn.XLOOKUP($D67,Daten!$A$152:$A$154,_xlfn.XLOOKUP(U$6,Daten!$B$151:$M$151,Daten!$B$152:$M$154))\n+IF($G67>_xlfn.XLOOKUP($D67,GI!$C$77:$G$77,GI!$C$80:$G$80),($G67-_xlfn.XLOOKUP($D67,GI!$C$77:$G$77,GI!$C$80:$G$80))/4,0))\n*_xlfn.XLOOKUP(U$6,Daten!$B$151:$M$151,Daten!$B$150:$M$150)*$T67*24/1000)","v":0},{"$f":"IF($D67=\"\",0,(_xlfn.XLOOKUP($D67,Daten!$A$152:$A$154,_xlfn.XLOOKUP(V$6,Daten!$B$151:$M$151,Daten!$B$152:$M$154))\n+IF($G67>_xlfn.XLOOKUP($D67,GI!$C$77:$G$77,GI!$C$80:$G$80),($G67-_xlfn.XLOOKUP($D67,GI!$C$77:$G$77,GI!$C$80:$G$80))/4,0))\n*_xlfn.XLOOKUP(V$6,Daten!$B$151:$M$151,Daten!$B$150:$M$150)*$T67*24/1000)","v":0},{"$f":"IF($D67=\"\",0,(_xlfn.XLOOKUP($D67,Daten!$A$152:$A$154,_xlfn.XLOOKUP(W$6,Daten!$B$151:$M$151,Daten!$B$152:$M$154))\n+IF($G67>_xlfn.XLOOKUP($D67,GI!$C$77:$G$77,GI!$C$80:$G$80),($G67-_xlfn.XLOOKUP($D67,GI!$C$77:$G$77,GI!$C$80:$G$80))/4,0))\n*_xlfn.XLOOKUP(W$6,Daten!$B$151:$M$151,Daten!$B$150:$M$150)*$T67*24/1000)","v":0},{"$f":"IF($D67=\"\",0,(_xlfn.XLOOKUP($D67,Daten!$A$152:$A$154,_xlfn.XLOOKUP(X$6,Daten!$B$151:$M$151,Daten!$B$152:$M$154))\n+IF($G67>_xlfn.XLOOKUP($D67,GI!$C$77:$G$77,GI!$C$80:$G$80),($G67-_xlfn.XLOOKUP($D67,GI!$C$77:$G$77,GI!$C$80:$G$80))/4,0))\n*_xlfn.XLOOKUP(X$6,Daten!$B$151:$M$151,Daten!$B$150:$M$150)*$T67*24/1000)","v":0},{"$f":"IF($D67=\"\",0,(_xlfn.XLOOKUP($D67,Daten!$A$152:$A$154,_xlfn.XLOOKUP(Y$6,Daten!$B$151:$M$151,Daten!$B$152:$M$154))\n+IF($G67>_xlfn.XLOOKUP($D67,GI!$C$77:$G$77,GI!$C$80:$G$80),($G67-_xlfn.XLOOKUP($D67,GI!$C$77:$G$77,GI!$C$80:$G$80))/4,0))\n*_xlfn.XLOOKUP(Y$6,Daten!$B$151:$M$151,Daten!$B$150:$M$150)*$T67*24/1000)","v":0},{"$f":"IF($D67=\"\",0,(_xlfn.XLOOKUP($D67,Daten!$A$152:$A$154,_xlfn.XLOOKUP(Z$6,Daten!$B$151:$M$151,Daten!$B$152:$M$154))\n+IF($G67>_xlfn.XLOOKUP($D67,GI!$C$77:$G$77,GI!$C$80:$G$80),($G67-_xlfn.XLOOKUP($D67,GI!$C$77:$G$77,GI!$C$80:$G$80))/4,0))\n*_xlfn.XLOOKUP(Z$6,Daten!$B$151:$M$151,Daten!$B$150:$M$150)*$T67*24/1000)","v":0},{"$f":"IF($D67=\"\",0,(_xlfn.XLOOKUP($D67,Daten!$A$152:$A$154,_xlfn.XLOOKUP(AA$6,Daten!$B$151:$M$151,Daten!$B$152:$M$154))\n+IF($G67>_xlfn.XLOOKUP($D67,GI!$C$77:$G$77,GI!$C$80:$G$80),($G67-_xlfn.XLOOKUP($D67,GI!$C$77:$G$77,GI!$C$80:$G$80))/4,0))\n*_xlfn.XLOOKUP(AA$6,Daten!$B$151:$M$151,Daten!$B$150:$M$150)*$T67*24/1000)","v":0},{"$f":"IF($D67=\"\",0,(_xlfn.XLOOKUP($D67,Daten!$A$152:$A$154,_xlfn.XLOOKUP(AB$6,Daten!$B$151:$M$151,Daten!$B$152:$M$154))\n+IF($G67>_xlfn.XLOOKUP($D67,GI!$C$77:$G$77,GI!$C$80:$G$80),($G67-_xlfn.XLOOKUP($D67,GI!$C$77:$G$77,GI!$C$80:$G$80))/4,0))\n*_xlfn.XLOOKUP(AB$6,Daten!$B$151:$M$151,Daten!$B$150:$M$150)*$T67*24/1000)","v":0},{"$f":"IF($D67=\"\",0,(_xlfn.XLOOKUP($D67,Daten!$A$152:$A$154,_xlfn.XLOOKUP(AC$6,Daten!$B$151:$M$151,Daten!$B$152:$M$154))\n+IF($G67>_xlfn.XLOOKUP($D67,GI!$C$77:$G$77,GI!$C$80:$G$80),($G67-_xlfn.XLOOKUP($D67,GI!$C$77:$G$77,GI!$C$80:$G$80))/4,0))\n*_xlfn.XLOOKUP(AC$6,Daten!$B$151:$M$151,Daten!$B$150:$M$150)*$T67*24/1000)","v":0},{"$f":"IF($D67=\"\",0,(_xlfn.XLOOKUP($D67,Daten!$A$152:$A$154,_xlfn.XLOOKUP(AD$6,Daten!$B$151:$M$151,Daten!$B$152:$M$154))\n+IF($G67>_xlfn.XLOOKUP($D67,GI!$C$77:$G$77,GI!$C$80:$G$80),($G67-_xlfn.XLOOKUP($D67,GI!$C$77:$G$77,GI!$C$80:$G$80))/4,0))\n*_xlfn.XLOOKUP(AD$6,Daten!$B$151:$M$151,Daten!$B$150:$M$150)*$T67*24/1000)","v":0},{"$f":"IF($D67=\"\",0,(_xlfn.XLOOKUP($D67,Daten!$A$152:$A$154,_xlfn.XLOOKUP(AE$6,Daten!$B$151:$M$151,Daten!$B$152:$M$154))\n+IF($G67>_xlfn.XLOOKUP($D67,GI!$C$77:$G$77,GI!$C$80:$G$80),($G67-_xlfn.XLOOKUP($D67,GI!$C$77:$G$77,GI!$C$80:$G$80))/4,0))\n*_xlfn.XLOOKUP(AE$6,Daten!$B$151:$M$151,Daten!$B$150:$M$150)*$T67*24/1000)","v":0},{"$f":"IF($D67=\"\",0,(_xlfn.XLOOKUP($D67,Daten!$A$152:$A$154,_xlfn.XLOOKUP(AF$6,Daten!$B$151:$M$151,Daten!$B$152:$M$154))\n+IF($G67>_xlfn.XLOOKUP($D67,GI!$C$77:$G$77,GI!$C$80:$G$80),($G67-_xlfn.XLOOKUP($D67,GI!$C$77:$G$77,GI!$C$80:$G$80))/4,0))\n*_xlfn.XLOOKUP(AF$6,Daten!$B$151:$M$151,Daten!$B$150:$M$150)*$T67*24/1000)","v":0},0,{"$f":"(IF($O67=\"\",0,_xlfn.XLOOKUP($O67,Daten!$A$79:$A$95,Daten!B$79:B$95))*$E67*0.9*$I67\n*$AY67)","v":{"v":0,"d":"0.00"}},{"$f":"(IF($O67=\"\",0,_xlfn.XLOOKUP($O67,Daten!$A$79:$A$95,Daten!C$79:C$95))*$E67*0.9*$I67\n*$AY67)","v":{"v":0,"d":"0.00"}},{"$f":"(IF($O67=\"\",0,_xlfn.XLOOKUP($O67,Daten!$A$79:$A$95,Daten!D$79:D$95))*$E67*0.9*$I67\n*$AY67)","v":{"v":0,"d":"0.00"}},{"$f":"(IF($O67=\"\",0,_xlfn.XLOOKUP($O67,Daten!$A$79:$A$95,Daten!E$79:E$95))*$E67*0.9*$I67\n*$AY67)","v":{"v":0,"d":"0.00"}},{"$f":"(IF($O67=\"\",0,_xlfn.XLOOKUP($O67,Daten!$A$79:$A$95,Daten!F$79:F$95))*$E67*0.9*$I67\n*$AY67)","v":{"v":0,"d":"0.00"}},{"$f":"(IF($O67=\"\",0,_xlfn.XLOOKUP($O67,Daten!$A$79:$A$95,Daten!G$79:G$95))*$E67*0.9*$I67\n*$AY67)","v":{"v":0,"d":"0.00"}},{"$f":"(IF($O67=\"\",0,_xlfn.XLOOKUP($O67,Daten!$A$79:$A$95,Daten!H$79:H$95))*$E67*0.9*$I67\n*$AY67)","v":{"v":0,"d":"0.00"}},{"$f":"(IF($O67=\"\",0,_xlfn.XLOOKUP($O67,Daten!$A$79:$A$95,Daten!I$79:I$95))*$E67*0.9*$I67\n*$AY67)","v":{"v":0,"d":"0.00"}},{"$f":"(IF($O67=\"\",0,_xlfn.XLOOKUP($O67,Daten!$A$79:$A$95,Daten!J$79:J$95))*$E67*0.9*$I67\n*$AY67)","v":{"v":0,"d":"0.00"}},{"$f":"(IF($O67=\"\",0,_xlfn.XLOOKUP($O67,Daten!$A$79:$A$95,Daten!K$79:K$95))*$E67*0.9*$I67\n*$AY67)","v":{"v":0,"d":"0.00"}},{"$f":"(IF($O67=\"\",0,_xlfn.XLOOKUP($O67,Daten!$A$79:$A$95,Daten!L$79:L$95))*$E67*0.9*$I67\n*$AY67)","v":{"v":0,"d":"0.00"}},{"$f":"(IF($O67=\"\",0,_xlfn.XLOOKUP($O67,Daten!$A$79:$A$95,Daten!M$79:M$95))*$E67*0.9*$I67\n*$AY67)","v":{"v":0,"d":"0.00"}},{"v":0,"d":"0.00"},{"$f":"IFERROR(_xlfn.XLOOKUP(K67,Daten!$C$109:$C$116,_xlfn.XLOOKUP(O67,Daten!$E$108:$U$108,Daten!$E$109:$U$116)),1)","v":{"v":1,"d":"1.00"}},{"$f":"IFERROR(IF(O67=\"H\",1,_xlfn.XLOOKUP(L67,Daten!$C$127:$C$132,_xlfn.XLOOKUP(O67,Daten!$E$126:$U$126,Daten!$E$127:$U$132))),1)","v":{"v":1,"d":"1.00"}},{"$f":"IFERROR(IF(O67=\"H\",1,_xlfn.XLOOKUP(M67,Daten!$C$143:$C$148,_xlfn.XLOOKUP(O67,Daten!$E$142:$U$142,Daten!$E$143:$U$148))),1)","v":{"v":1,"d":"1.00"}},{"$f":"IFERROR(IF(O67=\"H\",1,_xlfn.XLOOKUP(N67,Daten!$C$143:$C$148,_xlfn.XLOOKUP(O67,Daten!$E$142:$U$142,Daten!$E$143:$U$148))),1)","v":{"v":1,"d":"1.00"}},{"v":1,"d":"1.00"}]
[{"$nulls":19},0,{"$f":"IF($D68=\"\",0,(_xlfn.XLOOKUP($D68,Daten!$A$152:$A$154,_xlfn.XLOOKUP(U$6,Daten!$B$151:$M$151,Daten!$B$152:$M$154))\n+IF($G68>_xlfn.XLOOKUP($D68,GI!$C$77:$G$77,GI!$C$80:$G$80),($G68-_xlfn.XLOOKUP($D68,GI!$C$77:$G$77,GI!$C$80:$G$80))/4,0))\n*_xlfn.XLOOKUP(U$6,Daten!$B$151:$M$151,Daten!$B$150:$M$150)*$T68*24/1000)","v":0},{"$f":"IF($D68=\"\",0,(_xlfn.XLOOKUP($D68,Daten!$A$152:$A$154,_xlfn.XLOOKUP(V$6,Daten!$B$151:$M$151,Daten!$B$152:$M$154))\n+IF($G68>_xlfn.XLOOKUP($D68,GI!$C$77:$G$77,GI!$C$80:$G$80),($G68-_xlfn.XLOOKUP($D68,GI!$C$77:$G$77,GI!$C$80:$G$80))/4,0))\n*_xlfn.XLOOKUP(V$6,Daten!$B$151:$M$151,Daten!$B$150:$M$150)*$T68*24/1000)","v":0},{"$f":"IF($D68=\"\",0,(_xlfn.XLOOKUP($D68,Daten!$A$152:$A$154,_xlfn.XLOOKUP(W$6,Daten!$B$151:$M$151,Daten!$B$152:$M$154))\n+IF($G68>_xlfn.XLOOKUP($D68,GI!$C$77:$G$77,GI!$C$80:$G$80),($G68-_xlfn.XLOOKUP($D68,GI!$C$77:$G$77,GI!$C$80:$G$80))/4,0))\n*_xlfn.XLOOKUP(W$6,Daten!$B$151:$M$151,Daten!$B$150:$M$150)*$T68*24/1000)","v":0},{"$f":"IF($D68=\"\",0,(_xlfn.XLOOKUP($D68,Daten!$A$152:$A$154,_xlfn.XLOOKUP(X$6,Daten!$B$151:$M$151,Daten!$B$152:$M$154))\n+IF($G68>_xlfn.XLOOKUP($D68,GI!$C$77:$G$77,GI!$C$80:$G$80),($G68-_xlfn.XLOOKUP($D68,GI!$C$77:$G$77,GI!$C$80:$G$80))/4,0))\n*_xlfn.XLOOKUP(X$6,Daten!$B$151:$M$151,Daten!$B$150:$M$150)*$T68*24/1000)","v":0},{"$f":"IF($D68=\"\",0,(_xlfn.XLOOKUP($D68,Daten!$A$152:$A$154,_xlfn.XLOOKUP(Y$6,Daten!$B$151:$M$151,Daten!$B$152:$M$154))\n+IF($G68>_xlfn.XLOOKUP($D68,GI!$C$77:$G$77,GI!$C$80:$G$80),($G68-_xlfn.XLOOKUP($D68,GI!$C$77:$G$77,GI!$C$80:$G$80))/4,0))\n*_xlfn.XLOOKUP(Y$6,Daten!$B$151:$M$151,Daten!$B$150:$M$150)*$T68*24/1000)","v":0},{"$f":"IF($D68=\"\",0,(_xlfn.XLOOKUP($D68,Daten!$A$152:$A$154,_xlfn.XLOOKUP(Z$6,Daten!$B$151:$M$151,Daten!$B$152:$M$154))\n+IF($G68>_xlfn.XLOOKUP($D68,GI!$C$77:$G$77,GI!$C$80:$G$80),($G68-_xlfn.XLOOKUP($D68,GI!$C$77:$G$77,GI!$C$80:$G$80))/4,0))\n*_xlfn.XLOOKUP(Z$6,Daten!$B$151:$M$151,Daten!$B$150:$M$150)*$T68*24/1000)","v":0},{"$f":"IF($D68=\"\",0,(_xlfn.XLOOKUP($D68,Daten!$A$152:$A$154,_xlfn.XLOOKUP(AA$6,Daten!$B$151:$M$151,Daten!$B$152:$M$154))\n+IF($G68>_xlfn.XLOOKUP($D68,GI!$C$77:$G$77,GI!$C$80:$G$80),($G68-_xlfn.XLOOKUP($D68,GI!$C$77:$G$77,GI!$C$80:$G$80))/4,0))\n*_xlfn.XLOOKUP(AA$6,Daten!$B$151:$M$151,Daten!$B$150:$M$150)*$T68*24/1000)","v":0},{"$f":"IF($D68=\"\",0,(_xlfn.XLOOKUP($D68,Daten!$A$152:$A$154,_xlfn.XLOOKUP(AB$6,Daten!$B$151:$M$151,Daten!$B$152:$M$154))\n+IF($G68>_xlfn.XLOOKUP($D68,GI!$C$77:$G$77,GI!$C$80:$G$80),($G68-_xlfn.XLOOKUP($D68,GI!$C$77:$G$77,GI!$C$80:$G$80))/4,0))\n*_xlfn.XLOOKUP(AB$6,Daten!$B$151:$M$151,Daten!$B$150:$M$150)*$T68*24/1000)","v":0},{"$f":"IF($D68=\"\",0,(_xlfn.XLOOKUP($D68,Daten!$A$152:$A$154,_xlfn.XLOOKUP(AC$6,Daten!$B$151:$M$151,Daten!$B$152:$M$154))\n+IF($G68>_xlfn.XLOOKUP($D68,GI!$C$77:$G$77,GI!$C$80:$G$80),($G68-_xlfn.XLOOKUP($D68,GI!$C$77:$G$77,GI!$C$80:$G$80))/4,0))\n*_xlfn.XLOOKUP(AC$6,Daten!$B$151:$M$151,Daten!$B$150:$M$150)*$T68*24/1000)","v":0},{"$f":"IF($D68=\"\",0,(_xlfn.XLOOKUP($D68,Daten!$A$152:$A$154,_xlfn.XLOOKUP(AD$6,Daten!$B$151:$M$151,Daten!$B$152:$M$154))\n+IF($G68>_xlfn.XLOOKUP($D68,GI!$C$77:$G$77,GI!$C$80:$G$80),($G68-_xlfn.XLOOKUP($D68,GI!$C$77:$G$77,GI!$C$80:$G$80))/4,0))\n*_xlfn.XLOOKUP(AD$6,Daten!$B$151:$M$151,Daten!$B$150:$M$150)*$T68*24/1000)","v":0},{"$f":"IF($D68=\"\",0,(_xlfn.XLOOKUP($D68,Daten!$A$152:$A$154,_xlfn.XLOOKUP(AE$6,Daten!$B$151:$M$151,Daten!$B$152:$M$154))\n+IF($G68>_xlfn.XLOOKUP($D68,GI!$C$77:$G$77,GI!$C$80:$G$80),($G68-_xlfn.XLOOKUP($D68,GI!$C$77:$G$77,GI!$C$80:$G$80))/4,0))\n*_xlfn.XLOOKUP(AE$6,Daten!$B$151:$M$151,Daten!$B$150:$M$150)*$T68*24/1000)","v":0},{"$f":"IF($D68=\"\",0,(_xlfn.XLOOKUP($D68,Daten!$A$152:$A$154,_xlfn.XLOOKUP(AF$6,Daten!$B$151:$M$151,Daten!$B$152:$M$154))\n+IF($G68>_xlfn.XLOOKUP($D68,GI!$C$77:$G$77,GI!$C$80:$G$80),($G68-_xlfn.XLOOKUP($D68,GI!$C$77:$G$77,GI!$C$80:$G$80))/4,0))\n*_xlfn.XLOOKUP(AF$6,Daten!$B$151:$M$151,Daten!$B$150:$M$150)*$T68*24/1000)","v":0},0,{"$f":"(IF($O68=\"\",0,_xlfn.XLOOKUP($O68,Daten!$A$79:$A$95,Daten!B$79:B$95))*$E68*0.9*$I68\n*$AY68)","v":{"v":0,"d":"0.00"}},{"$f":"(IF($O68=\"\",0,_xlfn.XLOOKUP($O68,Daten!$A$79:$A$95,Daten!C$79:C$95))*$E68*0.9*$I68\n*$AY68)","v":{"v":0,"d":"0.00"}},{"$f":"(IF($O68=\"\",0,_xlfn.XLOOKUP($O68,Daten!$A$79:$A$95,Daten!D$79:D$95))*$E68*0.9*$I68\n*$AY68)","v":{"v":0,"d":"0.00"}},{"$f":"(IF($O68=\"\",0,_xlfn.XLOOKUP($O68,Daten!$A$79:$A$95,Daten!E$79:E$95))*$E68*0.9*$I68\n*$AY68)","v":{"v":0,"d":"0.00"}},{"$f":"(IF($O68=\"\",0,_xlfn.XLOOKUP($O68,Daten!$A$79:$A$95,Daten!F$79:F$95))*$E68*0.9*$I68\n*$AY68)","v":{"v":0,"d":"0.00"}},{"$f":"(IF($O68=\"\",0,_xlfn.XLOOKUP($O68,Daten!$A$79:$A$95,Daten!G$79:G$95))*$E68*0.9*$I68\n*$AY68)","v":{"v":0,"d":"0.00"}},{"$f":"(IF($O68=\"\",0,_xlfn.XLOOKUP($O68,Daten!$A$79:$A$95,Daten!H$79:H$95))*$E68*0.9*$I68\n*$AY68)","v":{"v":0,"d":"0.00"}},{"$f":"(IF($O68=\"\",0,_xlfn.XLOOKUP($O68,Daten!$A$79:$A$95,Daten!I$79:I$95))*$E68*0.9*$I68\n*$AY68)","v":{"v":0,"d":"0.00"}},{"$f":"(IF($O68=\"\",0,_xlfn.XLOOKUP($O68,Daten!$A$79:$A$95,Daten!J$79:J$95))*$E68*0.9*$I68\n*$AY68)","v":{"v":0,"d":"0.00"}},{"$f":"(IF($O68=\"\",0,_xlfn.XLOOKUP($O68,Daten!$A$79:$A$95,Daten!K$79:K$95))*$E68*0.9*$I68\n*$AY68)","v":{"v":0,"d":"0.00"}},{"$f":"(IF($O68=\"\",0,_xlfn.XLOOKUP($O68,Daten!$A$79:$A$95,Daten!L$79:L$95))*$E68*0.9*$I68\n*$AY68)","v":{"v":0,"d":"0.00"}},{"$f":"(IF($O68=\"\",0,_xlfn.XLOOKUP($O68,Daten!$A$79:$A$95,Daten!M$79:M$95))*$E68*0.9*$I68\n*$AY68)","v":{"v":0,"d":"0.00"}},{"v":0,"d":"0.00"},{"$f":"IFERROR(_xlfn.XLOOKUP(K68,Daten!$C$109:$C$116,_xlfn.XLOOKUP(O68,Daten!$E$108:$U$108,Daten!$E$109:$U$116)),1)","v":{"v":1,"d":"1.00"}},{"$f":"IFERROR(IF(O68=\"H\",1,_xlfn.XLOOKUP(L68,Daten!$C$127:$C$132,_xlfn.XLOOKUP(O68,Daten!$E$126:$U$126,Daten!$E$127:$U$132))),1)","v":{"v":1,"d":"1.00"}},{"$f":"IFERROR(IF(O68=\"H\",1,_xlfn.XLOOKUP(M68,Daten!$C$143:$C$148,_xlfn.XLOOKUP(O68,Daten!$E$142:$U$142,Daten!$E$143:$U$148))),1)","v":{"v":1,"d":"1.00"}},{"$f":"IFERROR(IF(O68=\"H\",1,_xlfn.XLOOKUP(N68,Daten!$C$143:$C$148,_xlfn.XLOOKUP(O68,Daten!$E$142:$U$142,Daten!$E$143:$U$148))),1)","v":{"v":1,"d":"1.00"}},{"v":1,"d":"1.00"}]
[{"$nulls":19},0,{"$f":"IF($D69=\"\",0,(_xlfn.XLOOKUP($D69,Daten!$A$152:$A$154,_xlfn.XLOOKUP(U$6,Daten!$B$151:$M$151,Daten!$B$152:$M$154))\n+IF($G69>_xlfn.XLOOKUP($D69,GI!$C$77:$G$77,GI!$C$80:$G$80),($G69-_xlfn.XLOOKUP($D69,GI!$C$77:$G$77,GI!$C$80:$G$80))/4,0))\n*_xlfn.XLOOKUP(U$6,Daten!$B$151:$M$151,Daten!$B$150:$M$150)*$T69*24/1000)","v":0},{"$f":"IF($D69=\"\",0,(_xlfn.XLOOKUP($D69,Daten!$A$152:$A$154,_xlfn.XLOOKUP(V$6,Daten!$B$151:$M$151,Daten!$B$152:$M$154))\n+IF($G69>_xlfn.XLOOKUP($D69,GI!$C$77:$G$77,GI!$C$80:$G$80),($G69-_xlfn.XLOOKUP($D69,GI!$C$77:$G$77,GI!$C$80:$G$80))/4,0))\n*_xlfn.XLOOKUP(V$6,Daten!$B$151:$M$151,Daten!$B$150:$M$150)*$T69*24/1000)","v":0},{"$f":"IF($D69=\"\",0,(_xlfn.XLOOKUP($D69,Daten!$A$152:$A$154,_xlfn.XLOOKUP(W$6,Daten!$B$151:$M$151,Daten!$B$152:$M$154))\n+IF($G69>_xlfn.XLOOKUP($D69,GI!$C$77:$G$77,GI!$C$80:$G$80),($G69-_xlfn.XLOOKUP($D69,GI!$C$77:$G$77,GI!$C$80:$G$80))/4,0))\n*_xlfn.XLOOKUP(W$6,Daten!$B$151:$M$151,Daten!$B$150:$M$150)*$T69*24/1000)","v":0},{"$f":"IF($D69=\"\",0,(_xlfn.XLOOKUP($D69,Daten!$A$152:$A$154,_xlfn.XLOOKUP(X$6,Daten!$B$151:$M$151,Daten!$B$152:$M$154))\n+IF($G69>_xlfn.XLOOKUP($D69,GI!$C$77:$G$77,GI!$C$80:$G$80),($G69-_xlfn.XLOOKUP($D69,GI!$C$77:$G$77,GI!$C$80:$G$80))/4,0))\n*_xlfn.XLOOKUP(X$6,Daten!$B$151:$M$151,Daten!$B$150:$M$150)*$T69*24/1000)","v":0},{"$f":"IF($D69=\"\",0,(_xlfn.XLOOKUP($D69,Daten!$A$152:$A$154,_xlfn.XLOOKUP(Y$6,Daten!$B$151:$M$151,Daten!$B$152:$M$154))\n+IF($G69>_xlfn.XLOOKUP($D69,GI!$C$77:$G$77,GI!$C$80:$G$80),($G69-_xlfn.XLOOKUP($D69,GI!$C$77:$G$77,GI!$C$80:$G$80))/4,0))\n*_xlfn.XLOOKUP(Y$6,Daten!$B$151:$M$151,Daten!$B$150:$M$150)*$T69*24/1000)","v":0},{"$f":"IF($D69=\"\",0,(_xlfn.XLOOKUP($D69,Daten!$A$152:$A$154,_xlfn.XLOOKUP(Z$6,Daten!$B$151:$M$151,Daten!$B$152:$M$154))\n+IF($G69>_xlfn.XLOOKUP($D69,GI!$C$77:$G$77,GI!$C$80:$G$80),($G69-_xlfn.XLOOKUP($D69,GI!$C$77:$G$77,GI!$C$80:$G$80))/4,0))\n*_xlfn.XLOOKUP(Z$6,Daten!$B$151:$M$151,Daten!$B$150:$M$150)*$T69*24/1000)","v":0},{"$f":"IF($D69=\"\",0,(_xlfn.XLOOKUP($D69,Daten!$A$152:$A$154,_xlfn.XLOOKUP(AA$6,Daten!$B$151:$M$151,Daten!$B$152:$M$154))\n+IF($G69>_xlfn.XLOOKUP($D69,GI!$C$77:$G$77,GI!$C$80:$G$80),($G69-_xlfn.XLOOKUP($D69,GI!$C$77:$G$77,GI!$C$80:$G$80))/4,0))\n*_xlfn.XLOOKUP(AA$6,Daten!$B$151:$M$151,Daten!$B$150:$M$150)*$T69*24/1000)","v":0},{"$f":"IF($D69=\"\",0,(_xlfn.XLOOKUP($D69,Daten!$A$152:$A$154,_xlfn.XLOOKUP(AB$6,Daten!$B$151:$M$151,Daten!$B$152:$M$154))\n+IF($G69>_xlfn.XLOOKUP($D69,GI!$C$77:$G$77,GI!$C$80:$G$80),($G69-_xlfn.XLOOKUP($D69,GI!$C$77:$G$77,GI!$C$80:$G$80))/4,0))\n*_xlfn.XLOOKUP(AB$6,Daten!$B$151:$M$151,Daten!$B$150:$M$150)*$T69*24/1000)","v":0},{"$f":"IF($D69=\"\",0,(_xlfn.XLOOKUP($D69,Daten!$A$152:$A$154,_xlfn.XLOOKUP(AC$6,Daten!$B$151:$M$151,Daten!$B$152:$M$154))\n+IF($G69>_xlfn.XLOOKUP($D69,GI!$C$77:$G$77,GI!$C$80:$G$80),($G69-_xlfn.XLOOKUP($D69,GI!$C$77:$G$77,GI!$C$80:$G$80))/4,0))\n*_xlfn.XLOOKUP(AC$6,Daten!$B$151:$M$151,Daten!$B$150:$M$150)*$T69*24/1000)","v":0},{"$f":"IF($D69=\"\",0,(_xlfn.XLOOKUP($D69,Daten!$A$152:$A$154,_xlfn.XLOOKUP(AD$6,Daten!$B$151:$M$151,Daten!$B$152:$M$154))\n+IF($G69>_xlfn.XLOOKUP($D69,GI!$C$77:$G$77,GI!$C$80:$G$80),($G69-_xlfn.XLOOKUP($D69,GI!$C$77:$G$77,GI!$C$80:$G$80))/4,0))\n*_xlfn.XLOOKUP(AD$6,Daten!$B$151:$M$151,Daten!$B$150:$M$150)*$T69*24/1000)","v":0},{"$f":"IF($D69=\"\",0,(_xlfn.XLOOKUP($D69,Daten!$A$152:$A$154,_xlfn.XLOOKUP(AE$6,Daten!$B$151:$M$151,Daten!$B$152:$M$154))\n+IF($G69>_xlfn.XLOOKUP($D69,GI!$C$77:$G$77,GI!$C$80:$G$80),($G69-_xlfn.XLOOKUP($D69,GI!$C$77:$G$77,GI!$C$80:$G$80))/4,0))\n*_xlfn.XLOOKUP(AE$6,Daten!$B$151:$M$151,Daten!$B$150:$M$150)*$T69*24/1000)","v":0},{"$f":"IF($D69=\"\",0,(_xlfn.XLOOKUP($D69,Daten!$A$152:$A$154,_xlfn.XLOOKUP(AF$6,Daten!$B$151:$M$151,Daten!$B$152:$M$154))\n+IF($G69>_xlfn.XLOOKUP($D69,GI!$C$77:$G$77,GI!$C$80:$G$80),($G69-_xlfn.XLOOKUP($D69,GI!$C$77:$G$77,GI!$C$80:$G$80))/4,0))\n*_xlfn.XLOOKUP(AF$6,Daten!$B$151:$M$151,Daten!$B$150:$M$150)*$T69*24/1000)","v":0},0,{"$f":"(IF($O69=\"\",0,_xlfn.XLOOKUP($O69,Daten!$A$79:$A$95,Daten!B$79:B$95))*$E69*0.9*$I69\n*$AY69)","v":{"v":0,"d":"0.00"}},{"$f":"(IF($O69=\"\",0,_xlfn.XLOOKUP($O69,Daten!$A$79:$A$95,Daten!C$79:C$95))*$E69*0.9*$I69\n*$AY69)","v":{"v":0,"d":"0.00"}},{"$f":"(IF($O69=\"\",0,_xlfn.XLOOKUP($O69,Daten!$A$79:$A$95,Daten!D$79:D$95))*$E69*0.9*$I69\n*$AY69)","v":{"v":0,"d":"0.00"}},{"$f":"(IF($O69=\"\",0,_xlfn.XLOOKUP($O69,Daten!$A$79:$A$95,Daten!E$79:E$95))*$E69*0.9*$I69\n*$AY69)","v":{"v":0,"d":"0.00"}},{"$f":"(IF($O69=\"\",0,_xlfn.XLOOKUP($O69,Daten!$A$79:$A$95,Daten!F$79:F$95))*$E69*0.9*$I69\n*$AY69)","v":{"v":0,"d":"0.00"}},{"$f":"(IF($O69=\"\",0,_xlfn.XLOOKUP($O69,Daten!$A$79:$A$95,Daten!G$79:G$95))*$E69*0.9*$I69\n*$AY69)","v":{"v":0,"d":"0.00"}},{"$f":"(IF($O69=\"\",0,_xlfn.XLOOKUP($O69,Daten!$A$79:$A$95,Daten!H$79:H$95))*$E69*0.9*$I69\n*$AY69)","v":{"v":0,"d":"0.00"}},{"$f":"(IF($O69=\"\",0,_xlfn.XLOOKUP($O69,Daten!$A$79:$A$95,Daten!I$79:I$95))*$E69*0.9*$I69\n*$AY69)","v":{"v":0,"d":"0.00"}},{"$f":"(IF($O69=\"\",0,_xlfn.XLOOKUP($O69,Daten!$A$79:$A$95,Daten!J$79:J$95))*$E69*0.9*$I69\n*$AY69)","v":{"v":0,"d":"0.00"}},{"$f":"(IF($O69=\"\",0,_xlfn.XLOOKUP($O69,Daten!$A$79:$A$95,Daten!K$79:K$95))*$E69*0.9*$I69\n*$AY69)","v":{"v":0,"d":"0.00"}},{"$f":"(IF($O69=\"\",0,_xlfn.XLOOKUP($O69,Daten!$A$79:$A$95,Daten!L$79:L$95))*$E69*0.9*$I69\n*$AY69)","v":{"v":0,"d":"0.00"}},{"$f":"(IF($O69=\"\",0,_xlfn.XLOOKUP($O69,Daten!$A$79:$A$95,Daten!M$79:M$95))*$E69*0.9*$I69\n*$AY69)","v":{"v":0,"d":"0.00"}},{"v":0,"d":"0.00"},{"$f":"IFERROR(_xlfn.XLOOKUP(K69,Daten!$C$109:$C$116,_xlfn.XLOOKUP(O69,Daten!$E$108:$U$108,Daten!$E$109:$U$116)),1)","v":{"v":1,"d":"1.00"}},{"$f":"IFERROR(IF(O69=\"H\",1,_xlfn.XLOOKUP(L69,Daten!$C$127:$C$132,_xlfn.XLOOKUP(O69,Daten!$E$126:$U$126,Daten!$E$127:$U$132))),1)","v":{"v":1,"d":"1.00"}},{"$f":"IFERROR(IF(O69=\"H\",1,_xlfn.XLOOKUP(M69,Daten!$C$143:$C$148,_xlfn.XLOOKUP(O69,Daten!$E$142:$U$142,Daten!$E$143:$U$148))),1)","v":{"v":1,"d":"1.00"}},{"$f":"IFERROR(IF(O69=\"H\",1,_xlfn.XLOOKUP(N69,Daten!$C$143:$C$148,_xlfn.XLOOKUP(O69,Daten!$E$142:$U$142,Daten!$E$143:$U$148))),1)","v":{"v":1,"d":"1.00"}},{"v":1,"d":"1.00"}]
[{"$nulls":19},0,{"$f":"IF($D70=\"\",0,(_xlfn.XLOOKUP($D70,Daten!$A$152:$A$154,_xlfn.XLOOKUP(U$6,Daten!$B$151:$M$151,Daten!$B$152:$M$154))\n+IF($G70>_xlfn.XLOOKUP($D70,GI!$C$77:$G$77,GI!$C$80:$G$80),($G70-_xlfn.XLOOKUP($D70,GI!$C$77:$G$77,GI!$C$80:$G$80))/4,0))\n*_xlfn.XLOOKUP(U$6,Daten!$B$151:$M$151,Daten!$B$150:$M$150)*$T70*24/1000)","v":0},{"$f":"IF($D70=\"\",0,(_xlfn.XLOOKUP($D70,Daten!$A$152:$A$154,_xlfn.XLOOKUP(V$6,Daten!$B$151:$M$151,Daten!$B$152:$M$154))\n+IF($G70>_xlfn.XLOOKUP($D70,GI!$C$77:$G$77,GI!$C$80:$G$80),($G70-_xlfn.XLOOKUP($D70,GI!$C$77:$G$77,GI!$C$80:$G$80))/4,0))\n*_xlfn.XLOOKUP(V$6,Daten!$B$151:$M$151,Daten!$B$150:$M$150)*$T70*24/1000)","v":0},{"$f":"IF($D70=\"\",0,(_xlfn.XLOOKUP($D70,Daten!$A$152:$A$154,_xlfn.XLOOKUP(W$6,Daten!$B$151:$M$151,Daten!$B$152:$M$154))\n+IF($G70>_xlfn.XLOOKUP($D70,GI!$C$77:$G$77,GI!$C$80:$G$80),($G70-_xlfn.XLOOKUP($D70,GI!$C$77:$G$77,GI!$C$80:$G$80))/4,0))\n*_xlfn.XLOOKUP(W$6,Daten!$B$151:$M$151,Daten!$B$150:$M$150)*$T70*24/1000)","v":0},{"$f":"IF($D70=\"\",0,(_xlfn.XLOOKUP($D70,Daten!$A$152:$A$154,_xlfn.XLOOKUP(X$6,Daten!$B$151:$M$151,Daten!$B$152:$M$154))\n+IF($G70>_xlfn.XLOOKUP($D70,GI!$C$77:$G$77,GI!$C$80:$G$80),($G70-_xlfn.XLOOKUP($D70,GI!$C$77:$G$77,GI!$C$80:$G$80))/4,0))\n*_xlfn.XLOOKUP(X$6,Daten!$B$151:$M$151,Daten!$B$150:$M$150)*$T70*24/1000)","v":0},{"$f":"IF($D70=\"\",0,(_xlfn.XLOOKUP($D70,Daten!$A$152:$A$154,_xlfn.XLOOKUP(Y$6,Daten!$B$151:$M$151,Daten!$B$152:$M$154))\n+IF($G70>_xlfn.XLOOKUP($D70,GI!$C$77:$G$77,GI!$C$80:$G$80),($G70-_xlfn.XLOOKUP($D70,GI!$C$77:$G$77,GI!$C$80:$G$80))/4,0))\n*_xlfn.XLOOKUP(Y$6,Daten!$B$151:$M$151,Daten!$B$150:$M$150)*$T70*24/1000)","v":0},{"$f":"IF($D70=\"\",0,(_xlfn.XLOOKUP($D70,Daten!$A$152:$A$154,_xlfn.XLOOKUP(Z$6,Daten!$B$151:$M$151,Daten!$B$152:$M$154))\n+IF($G70>_xlfn.XLOOKUP($D70,GI!$C$77:$G$77,GI!$C$80:$G$80),($G70-_xlfn.XLOOKUP($D70,GI!$C$77:$G$77,GI!$C$80:$G$80))/4,0))\n*_xlfn.XLOOKUP(Z$6,Daten!$B$151:$M$151,Daten!$B$150:$M$150)*$T70*24/1000)","v":0},{"$f":"IF($D70=\"\",0,(_xlfn.XLOOKUP($D70,Daten!$A$152:$A$154,_xlfn.XLOOKUP(AA$6,Daten!$B$151:$M$151,Daten!$B$152:$M$154))\n+IF($G70>_xlfn.XLOOKUP($D70,GI!$C$77:$G$77,GI!$C$80:$G$80),($G70-_xlfn.XLOOKUP($D70,GI!$C$77:$G$77,GI!$C$80:$G$80))/4,0))\n*_xlfn.XLOOKUP(AA$6,Daten!$B$151:$M$151,Daten!$B$150:$M$150)*$T70*24/1000)","v":0},{"$f":"IF($D70=\"\",0,(_xlfn.XLOOKUP($D70,Daten!$A$152:$A$154,_xlfn.XLOOKUP(AB$6,Daten!$B$151:$M$151,Daten!$B$152:$M$154))\n+IF($G70>_xlfn.XLOOKUP($D70,GI!$C$77:$G$77,GI!$C$80:$G$80),($G70-_xlfn.XLOOKUP($D70,GI!$C$77:$G$77,GI!$C$80:$G$80))/4,0))\n*_xlfn.XLOOKUP(AB$6,Daten!$B$151:$M$151,Daten!$B$150:$M$150)*$T70*24/1000)","v":0},{"$f":"IF($D70=\"\",0,(_xlfn.XLOOKUP($D70,Daten!$A$152:$A$154,_xlfn.XLOOKUP(AC$6,Daten!$B$151:$M$151,Daten!$B$152:$M$154))\n+IF($G70>_xlfn.XLOOKUP($D70,GI!$C$77:$G$77,GI!$C$80:$G$80),($G70-_xlfn.XLOOKUP($D70,GI!$C$77:$G$77,GI!$C$80:$G$80))/4,0))\n*_xlfn.XLOOKUP(AC$6,Daten!$B$151:$M$151,Daten!$B$150:$M$150)*$T70*24/1000)","v":0},{"$f":"IF($D70=\"\",0,(_xlfn.XLOOKUP($D70,Daten!$A$152:$A$154,_xlfn.XLOOKUP(AD$6,Daten!$B$151:$M$151,Daten!$B$152:$M$154))\n+IF($G70>_xlfn.XLOOKUP($D70,GI!$C$77:$G$77,GI!$C$80:$G$80),($G70-_xlfn.XLOOKUP($D70,GI!$C$77:$G$77,GI!$C$80:$G$80))/4,0))\n*_xlfn.XLOOKUP(AD$6,Daten!$B$151:$M$151,Daten!$B$150:$M$150)*$T70*24/1000)","v":0},{"$f":"IF($D70=\"\",0,(_xlfn.XLOOKUP($D70,Daten!$A$152:$A$154,_xlfn.XLOOKUP(AE$6,Daten!$B$151:$M$151,Daten!$B$152:$M$154))\n+IF($G70>_xlfn.XLOOKUP($D70,GI!$C$77:$G$77,GI!$C$80:$G$80),($G70-_xlfn.XLOOKUP($D70,GI!$C$77:$G$77,GI!$C$80:$G$80))/4,0))\n*_xlfn.XLOOKUP(AE$6,Daten!$B$151:$M$151,Daten!$B$150:$M$150)*$T70*24/1000)","v":0},{"$f":"IF($D70=\"\",0,(_xlfn.XLOOKUP($D70,Daten!$A$152:$A$154,_xlfn.XLOOKUP(AF$6,Daten!$B$151:$M$151,Daten!$B$152:$M$154))\n+IF($G70>_xlfn.XLOOKUP($D70,GI!$C$77:$G$77,GI!$C$80:$G$80),($G70-_xlfn.XLOOKUP($D70,GI!$C$77:$G$77,GI!$C$80:$G$80))/4,0))\n*_xlfn.XLOOKUP(AF$6,Daten!$B$151:$M$151,Daten!$B$150:$M$150)*$T70*24/1000)","v":0},0,{"$f":"(IF($O70=\"\",0,_xlfn.XLOOKUP($O70,Daten!$A$79:$A$95,Daten!B$79:B$95))*$E70*0.9*$I70\n*$AY70)","v":{"v":0,"d":"0.00"}},{"$f":"(IF($O70=\"\",0,_xlfn.XLOOKUP($O70,Daten!$A$79:$A$95,Daten!C$79:C$95))*$E70*0.9*$I70\n*$AY70)","v":{"v":0,"d":"0.00"}},{"$f":"(IF($O70=\"\",0,_xlfn.XLOOKUP($O70,Daten!$A$79:$A$95,Daten!D$79:D$95))*$E70*0.9*$I70\n*$AY70)","v":{"v":0,"d":"0.00"}},{"$f":"(IF($O70=\"\",0,_xlfn.XLOOKUP($O70,Daten!$A$79:$A$95,Daten!E$79:E$95))*$E70*0.9*$I70\n*$AY70)","v":{"v":0,"d":"0.00"}},{"$f":"(IF($O70=\"\",0,_xlfn.XLOOKUP($O70,Daten!$A$79:$A$95,Daten!F$79:F$95))*$E70*0.9*$I70\n*$AY70)","v":{"v":0,"d":"0.00"}},{"$f":"(IF($O70=\"\",0,_xlfn.XLOOKUP($O70,Daten!$A$79:$A$95,Daten!G$79:G$95))*$E70*0.9*$I70\n*$AY70)","v":{"v":0,"d":"0.00"}},{"$f":"(IF($O70=\"\",0,_xlfn.XLOOKUP($O70,Daten!$A$79:$A$95,Daten!H$79:H$95))*$E70*0.9*$I70\n*$AY70)","v":{"v":0,"d":"0.00"}},{"$f":"(IF($O70=\"\",0,_xlfn.XLOOKUP($O70,Daten!$A$79:$A$95,Daten!I$79:I$95))*$E70*0.9*$I70\n*$AY70)","v":{"v":0,"d":"0.00"}},{"$f":"(IF($O70=\"\",0,_xlfn.XLOOKUP($O70,Daten!$A$79:$A$95,Daten!J$79:J$95))*$E70*0.9*$I70\n*$AY70)","v":{"v":0,"d":"0.00"}},{"$f":"(IF($O70=\"\",0,_xlfn.XLOOKUP($O70,Daten!$A$79:$A$95,Daten!K$79:K$95))*$E70*0.9*$I70\n*$AY70)","v":{"v":0,"d":"0.00"}},{"$f":"(IF($O70=\"\",0,_xlfn.XLOOKUP($O70,Daten!$A$79:$A$95,Daten!L$79:L$95))*$E70*0.9*$I70\n*$AY70)","v":{"v":0,"d":"0.00"}},{"$f":"(IF($O70=\"\",0,_xlfn.XLOOKUP($O70,Daten!$A$79:$A$95,Daten!M$79:M$95))*$E70*0.9*$I70\n*$AY70)","v":{"v":0,"d":"0.00"}},{"v":0,"d":"0.00"},{"$f":"IFERROR(_xlfn.XLOOKUP(K70,Daten!$C$109:$C$116,_xlfn.XLOOKUP(O70,Daten!$E$108:$U$108,Daten!$E$109:$U$116)),1)","v":{"v":1,"d":"1.00"}},{"$f":"IFERROR(IF(O70=\"H\",1,_xlfn.XLOOKUP(L70,Daten!$C$127:$C$132,_xlfn.XLOOKUP(O70,Daten!$E$126:$U$126,Daten!$E$127:$U$132))),1)","v":{"v":1,"d":"1.00"}},{"$f":"IFERROR(IF(O70=\"H\",1,_xlfn.XLOOKUP(M70,Daten!$C$143:$C$148,_xlfn.XLOOKUP(O70,Daten!$E$142:$U$142,Daten!$E$143:$U$148))),1)","v":{"v":1,"d":"1.00"}},{"$f":"IFERROR(IF(O70=\"H\",1,_xlfn.XLOOKUP(N70,Daten!$C$143:$C$148,_xlfn.XLOOKUP(O70,Daten!$E$142:$U$142,Daten!$E$143:$U$148))),1)","v":{"v":1,"d":"1.00"}},{"v":1,"d":"1.00"}]
[{"$nulls":19},0,{"$f":"IF($D71=\"\",0,(_xlfn.XLOOKUP($D71,Daten!$A$152:$A$154,_xlfn.XLOOKUP(U$6,Daten!$B$151:$M$151,Daten!$B$152:$M$154))\n+IF($G71>_xlfn.XLOOKUP($D71,GI!$C$77:$G$77,GI!$C$80:$G$80),($G71-_xlfn.XLOOKUP($D71,GI!$C$77:$G$77,GI!$C$80:$G$80))/4,0))\n*_xlfn.XLOOKUP(U$6,Daten!$B$151:$M$151,Daten!$B$150:$M$150)*$T71*24/1000)","v":0},{"$f":"IF($D71=\"\",0,(_xlfn.XLOOKUP($D71,Daten!$A$152:$A$154,_xlfn.XLOOKUP(V$6,Daten!$B$151:$M$151,Daten!$B$152:$M$154))\n+IF($G71>_xlfn.XLOOKUP($D71,GI!$C$77:$G$77,GI!$C$80:$G$80),($G71-_xlfn.XLOOKUP($D71,GI!$C$77:$G$77,GI!$C$80:$G$80))/4,0))\n*_xlfn.XLOOKUP(V$6,Daten!$B$151:$M$151,Daten!$B$150:$M$150)*$T71*24/1000)","v":0},{"$f":"IF($D71=\"\",0,(_xlfn.XLOOKUP($D71,Daten!$A$152:$A$154,_xlfn.XLOOKUP(W$6,Daten!$B$151:$M$151,Daten!$B$152:$M$154))\n+IF($G71>_xlfn.XLOOKUP($D71,GI!$C$77:$G$77,GI!$C$80:$G$80),($G71-_xlfn.XLOOKUP($D71,GI!$C$77:$G$77,GI!$C$80:$G$80))/4,0))\n*_xlfn.XLOOKUP(W$6,Daten!$B$151:$M$151,Daten!$B$150:$M$150)*$T71*24/1000)","v":0},{"$f":"IF($D71=\"\",0,(_xlfn.XLOOKUP($D71,Daten!$A$152:$A$154,_xlfn.XLOOKUP(X$6,Daten!$B$151:$M$151,Daten!$B$152:$M$154))\n+IF($G71>_xlfn.XLOOKUP($D71,GI!$C$77:$G$77,GI!$C$80:$G$80),($G71-_xlfn.XLOOKUP($D71,GI!$C$77:$G$77,GI!$C$80:$G$80))/4,0))\n*_xlfn.XLOOKUP(X$6,Daten!$B$151:$M$151,Daten!$B$150:$M$150)*$T71*24/1000)","v":0},{"$f":"IF($D71=\"\",0,(_xlfn.XLOOKUP($D71,Daten!$A$152:$A$154,_xlfn.XLOOKUP(Y$6,Daten!$B$151:$M$151,Daten!$B$152:$M$154))\n+IF($G71>_xlfn.XLOOKUP($D71,GI!$C$77:$G$77,GI!$C$80:$G$80),($G71-_xlfn.XLOOKUP($D71,GI!$C$77:$G$77,GI!$C$80:$G$80))/4,0))\n*_xlfn.XLOOKUP(Y$6,Daten!$B$151:$M$151,Daten!$B$150:$M$150)*$T71*24/1000)","v":0},{"$f":"IF($D71=\"\",0,(_xlfn.XLOOKUP($D71,Daten!$A$152:$A$154,_xlfn.XLOOKUP(Z$6,Daten!$B$151:$M$151,Daten!$B$152:$M$154))\n+IF($G71>_xlfn.XLOOKUP($D71,GI!$C$77:$G$77,GI!$C$80:$G$80),($G71-_xlfn.XLOOKUP($D71,GI!$C$77:$G$77,GI!$C$80:$G$80))/4,0))\n*_xlfn.XLOOKUP(Z$6,Daten!$B$151:$M$151,Daten!$B$150:$M$150)*$T71*24/1000)","v":0},{"$f":"IF($D71=\"\",0,(_xlfn.XLOOKUP($D71,Daten!$A$152:$A$154,_xlfn.XLOOKUP(AA$6,Daten!$B$151:$M$151,Daten!$B$152:$M$154))\n+IF($G71>_xlfn.XLOOKUP($D71,GI!$C$77:$G$77,GI!$C$80:$G$80),($G71-_xlfn.XLOOKUP($D71,GI!$C$77:$G$77,GI!$C$80:$G$80))/4,0))\n*_xlfn.XLOOKUP(AA$6,Daten!$B$151:$M$151,Daten!$B$150:$M$150)*$T71*24/1000)","v":0},{"$f":"IF($D71=\"\",0,(_xlfn.XLOOKUP($D71,Daten!$A$152:$A$154,_xlfn.XLOOKUP(AB$6,Daten!$B$151:$M$151,Daten!$B$152:$M$154))\n+IF($G71>_xlfn.XLOOKUP($D71,GI!$C$77:$G$77,GI!$C$80:$G$80),($G71-_xlfn.XLOOKUP($D71,GI!$C$77:$G$77,GI!$C$80:$G$80))/4,0))\n*_xlfn.XLOOKUP(AB$6,Daten!$B$151:$M$151,Daten!$B$150:$M$150)*$T71*24/1000)","v":0},{"$f":"IF($D71=\"\",0,(_xlfn.XLOOKUP($D71,Daten!$A$152:$A$154,_xlfn.XLOOKUP(AC$6,Daten!$B$151:$M$151,Daten!$B$152:$M$154))\n+IF($G71>_xlfn.XLOOKUP($D71,GI!$C$77:$G$77,GI!$C$80:$G$80),($G71-_xlfn.XLOOKUP($D71,GI!$C$77:$G$77,GI!$C$80:$G$80))/4,0))\n*_xlfn.XLOOKUP(AC$6,Daten!$B$151:$M$151,Daten!$B$150:$M$150)*$T71*24/1000)","v":0},{"$f":"IF($D71=\"\",0,(_xlfn.XLOOKUP($D71,Daten!$A$152:$A$154,_xlfn.XLOOKUP(AD$6,Daten!$B$151:$M$151,Daten!$B$152:$M$154))\n+IF($G71>_xlfn.XLOOKUP($D71,GI!$C$77:$G$77,GI!$C$80:$G$80),($G71-_xlfn.XLOOKUP($D71,GI!$C$77:$G$77,GI!$C$80:$G$80))/4,0))\n*_xlfn.XLOOKUP(AD$6,Daten!$B$151:$M$151,Daten!$B$150:$M$150)*$T71*24/1000)","v":0},{"$f":"IF($D71=\"\",0,(_xlfn.XLOOKUP($D71,Daten!$A$152:$A$154,_xlfn.XLOOKUP(AE$6,Daten!$B$151:$M$151,Daten!$B$152:$M$154))\n+IF($G71>_xlfn.XLOOKUP($D71,GI!$C$77:$G$77,GI!$C$80:$G$80),($G71-_xlfn.XLOOKUP($D71,GI!$C$77:$G$77,GI!$C$80:$G$80))/4,0))\n*_xlfn.XLOOKUP(AE$6,Daten!$B$151:$M$151,Daten!$B$150:$M$150)*$T71*24/1000)","v":0},{"$f":"IF($D71=\"\",0,(_xlfn.XLOOKUP($D71,Daten!$A$152:$A$154,_xlfn.XLOOKUP(AF$6,Daten!$B$151:$M$151,Daten!$B$152:$M$154))\n+IF($G71>_xlfn.XLOOKUP($D71,GI!$C$77:$G$77,GI!$C$80:$G$80),($G71-_xlfn.XLOOKUP($D71,GI!$C$77:$G$77,GI!$C$80:$G$80))/4,0))\n*_xlfn.XLOOKUP(AF$6,Daten!$B$151:$M$151,Daten!$B$150:$M$150)*$T71*24/1000)","v":0},0,{"$f":"(IF($O71=\"\",0,_xlfn.XLOOKUP($O71,Daten!$A$79:$A$95,Daten!B$79:B$95))*$E71*0.9*$I71\n*$AY71)","v":{"v":0,"d":"0.00"}},{"$f":"(IF($O71=\"\",0,_xlfn.XLOOKUP($O71,Daten!$A$79:$A$95,Daten!C$79:C$95))*$E71*0.9*$I71\n*$AY71)","v":{"v":0,"d":"0.00"}},{"$f":"(IF($O71=\"\",0,_xlfn.XLOOKUP($O71,Daten!$A$79:$A$95,Daten!D$79:D$95))*$E71*0.9*$I71\n*$AY71)","v":{"v":0,"d":"0.00"}},{"$f":"(IF($O71=\"\",0,_xlfn.XLOOKUP($O71,Daten!$A$79:$A$95,Daten!E$79:E$95))*$E71*0.9*$I71\n*$AY71)","v":{"v":0,"d":"0.00"}},{"$f":"(IF($O71=\"\",0,_xlfn.XLOOKUP($O71,Daten!$A$79:$A$95,Daten!F$79:F$95))*$E71*0.9*$I71\n*$AY71)","v":{"v":0,"d":"0.00"}},{"$f":"(IF($O71=\"\",0,_xlfn.XLOOKUP($O71,Daten!$A$79:$A$95,Daten!G$79:G$95))*$E71*0.9*$I71\n*$AY71)","v":{"v":0,"d":"0.00"}},{"$f":"(IF($O71=\"\",0,_xlfn.XLOOKUP($O71,Daten!$A$79:$A$95,Daten!H$79:H$95))*$E71*0.9*$I71\n*$AY71)","v":{"v":0,"d":"0.00"}},{"$f":"(IF($O71=\"\",0,_xlfn.XLOOKUP($O71,Daten!$A$79:$A$95,Daten!I$79:I$95))*$E71*0.9*$I71\n*$AY71)","v":{"v":0,"d":"0.00"}},{"$f":"(IF($O71=\"\",0,_xlfn.XLOOKUP($O71,Daten!$A$79:$A$95,Daten!J$79:J$95))*$E71*0.9*$I71\n*$AY71)","v":{"v":0,"d":"0.00"}},{"$f":"(IF($O71=\"\",0,_xlfn.XLOOKUP($O71,Daten!$A$79:$A$95,Daten!K$79:K$95))*$E71*0.9*$I71\n*$AY71)","v":{"v":0,"d":"0.00"}},{"$f":"(IF($O71=\"\",0,_xlfn.XLOOKUP($O71,Daten!$A$79:$A$95,Daten!L$79:L$95))*$E71*0.9*$I71\n*$AY71)","v":{"v":0,"d":"0.00"}},{"$f":"(IF($O71=\"\",0,_xlfn.XLOOKUP($O71,Daten!$A$79:$A$95,Daten!M$79:M$95))*$E71*0.9*$I71\n*$AY71)","v":{"v":0,"d":"0.00"}},{"v":0,"d":"0.00"},{"$f":"IFERROR(_xlfn.XLOOKUP(K71,Daten!$C$109:$C$116,_xlfn.XLOOKUP(O71,Daten!$E$108:$U$108,Daten!$E$109:$U$116)),1)","v":{"v":1,"d":"1.00"}},{"$f":"IFERROR(IF(O71=\"H\",1,_xlfn.XLOOKUP(L71,Daten!$C$127:$C$132,_xlfn.XLOOKUP(O71,Daten!$E$126:$U$126,Daten!$E$127:$U$132))),1)","v":{"v":1,"d":"1.00"}},{"$f":"IFERROR(IF(O71=\"H\",1,_xlfn.XLOOKUP(M71,Daten!$C$143:$C$148,_xlfn.XLOOKUP(O71,Daten!$E$142:$U$142,Daten!$E$143:$U$148))),1)","v":{"v":1,"d":"1.00"}},{"$f":"IFERROR(IF(O71=\"H\",1,_xlfn.XLOOKUP(N71,Daten!$C$143:$C$148,_xlfn.XLOOKUP(O71,Daten!$E$142:$U$142,Daten!$E$143:$U$148))),1)","v":{"v":1,"d":"1.00"}},{"v":1,"d":"1.00"}]
[{"$nulls":19},0,{"$f":"IF($D72=\"\",0,(_xlfn.XLOOKUP($D72,Daten!$A$152:$A$154,_xlfn.XLOOKUP(U$6,Daten!$B$151:$M$151,Daten!$B$152:$M$154))\n+IF($G72>_xlfn.XLOOKUP($D72,GI!$C$77:$G$77,GI!$C$80:$G$80),($G72-_xlfn.XLOOKUP($D72,GI!$C$77:$G$77,GI!$C$80:$G$80))/4,0))\n*_xlfn.XLOOKUP(U$6,Daten!$B$151:$M$151,Daten!$B$150:$M$150)*$T72*24/1000)","v":0},{"$f":"IF($D72=\"\",0,(_xlfn.XLOOKUP($D72,Daten!$A$152:$A$154,_xlfn.XLOOKUP(V$6,Daten!$B$151:$M$151,Daten!$B$152:$M$154))\n+IF($G72>_xlfn.XLOOKUP($D72,GI!$C$77:$G$77,GI!$C$80:$G$80),($G72-_xlfn.XLOOKUP($D72,GI!$C$77:$G$77,GI!$C$80:$G$80))/4,0))\n*_xlfn.XLOOKUP(V$6,Daten!$B$151:$M$151,Daten!$B$150:$M$150)*$T72*24/1000)","v":0},{"$f":"IF($D72=\"\",0,(_xlfn.XLOOKUP($D72,Daten!$A$152:$A$154,_xlfn.XLOOKUP(W$6,Daten!$B$151:$M$151,Daten!$B$152:$M$154))\n+IF($G72>_xlfn.XLOOKUP($D72,GI!$C$77:$G$77,GI!$C$80:$G$80),($G72-_xlfn.XLOOKUP($D72,GI!$C$77:$G$77,GI!$C$80:$G$80))/4,0))\n*_xlfn.XLOOKUP(W$6,Daten!$B$151:$M$151,Daten!$B$150:$M$150)*$T72*24/1000)","v":0},{"$f":"IF($D72=\"\",0,(_xlfn.XLOOKUP($D72,Daten!$A$152:$A$154,_xlfn.XLOOKUP(X$6,Daten!$B$151:$M$151,Daten!$B$152:$M$154))\n+IF($G72>_xlfn.XLOOKUP($D72,GI!$C$77:$G$77,GI!$C$80:$G$80),($G72-_xlfn.XLOOKUP($D72,GI!$C$77:$G$77,GI!$C$80:$G$80))/4,0))\n*_xlfn.XLOOKUP(X$6,Daten!$B$151:$M$151,Daten!$B$150:$M$150)*$T72*24/1000)","v":0},{"$f":"IF($D72=\"\",0,(_xlfn.XLOOKUP($D72,Daten!$A$152:$A$154,_xlfn.XLOOKUP(Y$6,Daten!$B$151:$M$151,Daten!$B$152:$M$154))\n+IF($G72>_xlfn.XLOOKUP($D72,GI!$C$77:$G$77,GI!$C$80:$G$80),($G72-_xlfn.XLOOKUP($D72,GI!$C$77:$G$77,GI!$C$80:$G$80))/4,0))\n*_xlfn.XLOOKUP(Y$6,Daten!$B$151:$M$151,Daten!$B$150:$M$150)*$T72*24/1000)","v":0},{"$f":"IF($D72=\"\",0,(_xlfn.XLOOKUP($D72,Daten!$A$152:$A$154,_xlfn.XLOOKUP(Z$6,Daten!$B$151:$M$151,Daten!$B$152:$M$154))\n+IF($G72>_xlfn.XLOOKUP($D72,GI!$C$77:$G$77,GI!$C$80:$G$80),($G72-_xlfn.XLOOKUP($D72,GI!$C$77:$G$77,GI!$C$80:$G$80))/4,0))\n*_xlfn.XLOOKUP(Z$6,Daten!$B$151:$M$151,Daten!$B$150:$M$150)*$T72*24/1000)","v":0},{"$f":"IF($D72=\"\",0,(_xlfn.XLOOKUP($D72,Daten!$A$152:$A$154,_xlfn.XLOOKUP(AA$6,Daten!$B$151:$M$151,Daten!$B$152:$M$154))\n+IF($G72>_xlfn.XLOOKUP($D72,GI!$C$77:$G$77,GI!$C$80:$G$80),($G72-_xlfn.XLOOKUP($D72,GI!$C$77:$G$77,GI!$C$80:$G$80))/4,0))\n*_xlfn.XLOOKUP(AA$6,Daten!$B$151:$M$151,Daten!$B$150:$M$150)*$T72*24/1000)","v":0},{"$f":"IF($D72=\"\",0,(_xlfn.XLOOKUP($D72,Daten!$A$152:$A$154,_xlfn.XLOOKUP(AB$6,Daten!$B$151:$M$151,Daten!$B$152:$M$154))\n+IF($G72>_xlfn.XLOOKUP($D72,GI!$C$77:$G$77,GI!$C$80:$G$80),($G72-_xlfn.XLOOKUP($D72,GI!$C$77:$G$77,GI!$C$80:$G$80))/4,0))\n*_xlfn.XLOOKUP(AB$6,Daten!$B$151:$M$151,Daten!$B$150:$M$150)*$T72*24/1000)","v":0},{"$f":"IF($D72=\"\",0,(_xlfn.XLOOKUP($D72,Daten!$A$152:$A$154,_xlfn.XLOOKUP(AC$6,Daten!$B$151:$M$151,Daten!$B$152:$M$154))\n+IF($G72>_xlfn.XLOOKUP($D72,GI!$C$77:$G$77,GI!$C$80:$G$80),($G72-_xlfn.XLOOKUP($D72,GI!$C$77:$G$77,GI!$C$80:$G$80))/4,0))\n*_xlfn.XLOOKUP(AC$6,Daten!$B$151:$M$151,Daten!$B$150:$M$150)*$T72*24/1000)","v":0},{"$f":"IF($D72=\"\",0,(_xlfn.XLOOKUP($D72,Daten!$A$152:$A$154,_xlfn.XLOOKUP(AD$6,Daten!$B$151:$M$151,Daten!$B$152:$M$154))\n+IF($G72>_xlfn.XLOOKUP($D72,GI!$C$77:$G$77,GI!$C$80:$G$80),($G72-_xlfn.XLOOKUP($D72,GI!$C$77:$G$77,GI!$C$80:$G$80))/4,0))\n*_xlfn.XLOOKUP(AD$6,Daten!$B$151:$M$151,Daten!$B$150:$M$150)*$T72*24/1000)","v":0},{"$f":"IF($D72=\"\",0,(_xlfn.XLOOKUP($D72,Daten!$A$152:$A$154,_xlfn.XLOOKUP(AE$6,Daten!$B$151:$M$151,Daten!$B$152:$M$154))\n+IF($G72>_xlfn.XLOOKUP($D72,GI!$C$77:$G$77,GI!$C$80:$G$80),($G72-_xlfn.XLOOKUP($D72,GI!$C$77:$G$77,GI!$C$80:$G$80))/4,0))\n*_xlfn.XLOOKUP(AE$6,Daten!$B$151:$M$151,Daten!$B$150:$M$150)*$T72*24/1000)","v":0},{"$f":"IF($D72=\"\",0,(_xlfn.XLOOKUP($D72,Daten!$A$152:$A$154,_xlfn.XLOOKUP(AF$6,Daten!$B$151:$M$151,Daten!$B$152:$M$154))\n+IF($G72>_xlfn.XLOOKUP($D72,GI!$C$77:$G$77,GI!$C$80:$G$80),($G72-_xlfn.XLOOKUP($D72,GI!$C$77:$G$77,GI!$C$80:$G$80))/4,0))\n*_xlfn.XLOOKUP(AF$6,Daten!$B$151:$M$151,Daten!$B$150:$M$150)*$T72*24/1000)","v":0},0,{"$f":"(IF($O72=\"\",0,_xlfn.XLOOKUP($O72,Daten!$A$79:$A$95,Daten!B$79:B$95))*$E72*0.9*$I72\n*$AY72)","v":{"v":0,"d":"0.00"}},{"$f":"(IF($O72=\"\",0,_xlfn.XLOOKUP($O72,Daten!$A$79:$A$95,Daten!C$79:C$95))*$E72*0.9*$I72\n*$AY72)","v":{"v":0,"d":"0.00"}},{"$f":"(IF($O72=\"\",0,_xlfn.XLOOKUP($O72,Daten!$A$79:$A$95,Daten!D$79:D$95))*$E72*0.9*$I72\n*$AY72)","v":{"v":0,"d":"0.00"}},{"$f":"(IF($O72=\"\",0,_xlfn.XLOOKUP($O72,Daten!$A$79:$A$95,Daten!E$79:E$95))*$E72*0.9*$I72\n*$AY72)","v":{"v":0,"d":"0.00"}},{"$f":"(IF($O72=\"\",0,_xlfn.XLOOKUP($O72,Daten!$A$79:$A$95,Daten!F$79:F$95))*$E72*0.9*$I72\n*$AY72)","v":{"v":0,"d":"0.00"}},{"$f":"(IF($O72=\"\",0,_xlfn.XLOOKUP($O72,Daten!$A$79:$A$95,Daten!G$79:G$95))*$E72*0.9*$I72\n*$AY72)","v":{"v":0,"d":"0.00"}},{"$f":"(IF($O72=\"\",0,_xlfn.XLOOKUP($O72,Daten!$A$79:$A$95,Daten!H$79:H$95))*$E72*0.9*$I72\n*$AY72)","v":{"v":0,"d":"0.00"}},{"$f":"(IF($O72=\"\",0,_xlfn.XLOOKUP($O72,Daten!$A$79:$A$95,Daten!I$79:I$95))*$E72*0.9*$I72\n*$AY72)","v":{"v":0,"d":"0.00"}},{"$f":"(IF($O72=\"\",0,_xlfn.XLOOKUP($O72,Daten!$A$79:$A$95,Daten!J$79:J$95))*$E72*0.9*$I72\n*$AY72)","v":{"v":0,"d":"0.00"}},{"$f":"(IF($O72=\"\",0,_xlfn.XLOOKUP($O72,Daten!$A$79:$A$95,Daten!K$79:K$95))*$E72*0.9*$I72\n*$AY72)","v":{"v":0,"d":"0.00"}},{"$f":"(IF($O72=\"\",0,_xlfn.XLOOKUP($O72,Daten!$A$79:$A$95,Daten!L$79:L$95))*$E72*0.9*$I72\n*$AY72)","v":{"v":0,"d":"0.00"}},{"$f":"(IF($O72=\"\",0,_xlfn.XLOOKUP($O72,Daten!$A$79:$A$95,Daten!M$79:M$95))*$E72*0.9*$I72\n*$AY72)","v":{"v":0,"d":"0.00"}},{"v":0,"d":"0.00"},{"$f":"IFERROR(_xlfn.XLOOKUP(K72,Daten!$C$109:$C$116,_xlfn.XLOOKUP(O72,Daten!$E$108:$U$108,Daten!$E$109:$U$116)),1)","v":{"v":1,"d":"1.00"}},{"$f":"IFERROR(IF(O72=\"H\",1,_xlfn.XLOOKUP(L72,Daten!$C$127:$C$132,_xlfn.XLOOKUP(O72,Daten!$E$126:$U$126,Daten!$E$127:$U$132))),1)","v":{"v":1,"d":"1.00"}},{"$f":"IFERROR(IF(O72=\"H\",1,_xlfn.XLOOKUP(M72,Daten!$C$143:$C$148,_xlfn.XLOOKUP(O72,Daten!$E$142:$U$142,Daten!$E$143:$U$148))),1)","v":{"v":1,"d":"1.00"}},{"$f":"IFERROR(IF(O72=\"H\",1,_xlfn.XLOOKUP(N72,Daten!$C$143:$C$148,_xlfn.XLOOKUP(O72,Daten!$E$142:$U$142,Daten!$E$143:$U$148))),1)","v":{"v":1,"d":"1.00"}},{"v":1,"d":"1.00"}]
[{"$nulls":19},0,{"$f":"IF($D73=\"\",0,(_xlfn.XLOOKUP($D73,Daten!$A$152:$A$154,_xlfn.XLOOKUP(U$6,Daten!$B$151:$M$151,Daten!$B$152:$M$154))\n+IF($G73>_xlfn.XLOOKUP($D73,GI!$C$77:$G$77,GI!$C$80:$G$80),($G73-_xlfn.XLOOKUP($D73,GI!$C$77:$G$77,GI!$C$80:$G$80))/4,0))\n*_xlfn.XLOOKUP(U$6,Daten!$B$151:$M$151,Daten!$B$150:$M$150)*$T73*24/1000)","v":0},{"$f":"IF($D73=\"\",0,(_xlfn.XLOOKUP($D73,Daten!$A$152:$A$154,_xlfn.XLOOKUP(V$6,Daten!$B$151:$M$151,Daten!$B$152:$M$154))\n+IF($G73>_xlfn.XLOOKUP($D73,GI!$C$77:$G$77,GI!$C$80:$G$80),($G73-_xlfn.XLOOKUP($D73,GI!$C$77:$G$77,GI!$C$80:$G$80))/4,0))\n*_xlfn.XLOOKUP(V$6,Daten!$B$151:$M$151,Daten!$B$150:$M$150)*$T73*24/1000)","v":0},{"$f":"IF($D73=\"\",0,(_xlfn.XLOOKUP($D73,Daten!$A$152:$A$154,_xlfn.XLOOKUP(W$6,Daten!$B$151:$M$151,Daten!$B$152:$M$154))\n+IF($G73>_xlfn.XLOOKUP($D73,GI!$C$77:$G$77,GI!$C$80:$G$80),($G73-_xlfn.XLOOKUP($D73,GI!$C$77:$G$77,GI!$C$80:$G$80))/4,0))\n*_xlfn.XLOOKUP(W$6,Daten!$B$151:$M$151,Daten!$B$150:$M$150)*$T73*24/1000)","v":0},{"$f":"IF($D73=\"\",0,(_xlfn.XLOOKUP($D73,Daten!$A$152:$A$154,_xlfn.XLOOKUP(X$6,Daten!$B$151:$M$151,Daten!$B$152:$M$154))\n+IF($G73>_xlfn.XLOOKUP($D73,GI!$C$77:$G$77,GI!$C$80:$G$80),($G73-_xlfn.XLOOKUP($D73,GI!$C$77:$G$77,GI!$C$80:$G$80))/4,0))\n*_xlfn.XLOOKUP(X$6,Daten!$B$151:$M$151,Daten!$B$150:$M$150)*$T73*24/1000)","v":0},{"$f":"IF($D73=\"\",0,(_xlfn.XLOOKUP($D73,Daten!$A$152:$A$154,_xlfn.XLOOKUP(Y$6,Daten!$B$151:$M$151,Daten!$B$152:$M$154))\n+IF($G73>_xlfn.XLOOKUP($D73,GI!$C$77:$G$77,GI!$C$80:$G$80),($G73-_xlfn.XLOOKUP($D73,GI!$C$77:$G$77,GI!$C$80:$G$80))/4,0))\n*_xlfn.XLOOKUP(Y$6,Daten!$B$151:$M$151,Daten!$B$150:$M$150)*$T73*24/1000)","v":0},{"$f":"IF($D73=\"\",0,(_xlfn.XLOOKUP($D73,Daten!$A$152:$A$154,_xlfn.XLOOKUP(Z$6,Daten!$B$151:$M$151,Daten!$B$152:$M$154))\n+IF($G73>_xlfn.XLOOKUP($D73,GI!$C$77:$G$77,GI!$C$80:$G$80),($G73-_xlfn.XLOOKUP($D73,GI!$C$77:$G$77,GI!$C$80:$G$80))/4,0))\n*_xlfn.XLOOKUP(Z$6,Daten!$B$151:$M$151,Daten!$B$150:$M$150)*$T73*24/1000)","v":0},{"$f":"IF($D73=\"\",0,(_xlfn.XLOOKUP($D73,Daten!$A$152:$A$154,_xlfn.XLOOKUP(AA$6,Daten!$B$151:$M$151,Daten!$B$152:$M$154))\n+IF($G73>_xlfn.XLOOKUP($D73,GI!$C$77:$G$77,GI!$C$80:$G$80),($G73-_xlfn.XLOOKUP($D73,GI!$C$77:$G$77,GI!$C$80:$G$80))/4,0))\n*_xlfn.XLOOKUP(AA$6,Daten!$B$151:$M$151,Daten!$B$150:$M$150)*$T73*24/1000)","v":0},{"$f":"IF($D73=\"\",0,(_xlfn.XLOOKUP($D73,Daten!$A$152:$A$154,_xlfn.XLOOKUP(AB$6,Daten!$B$151:$M$151,Daten!$B$152:$M$154))\n+IF($G73>_xlfn.XLOOKUP($D73,GI!$C$77:$G$77,GI!$C$80:$G$80),($G73-_xlfn.XLOOKUP($D73,GI!$C$77:$G$77,GI!$C$80:$G$80))/4,0))\n*_xlfn.XLOOKUP(AB$6,Daten!$B$151:$M$151,Daten!$B$150:$M$150)*$T73*24/1000)","v":0},{"$f":"IF($D73=\"\",0,(_xlfn.XLOOKUP($D73,Daten!$A$152:$A$154,_xlfn.XLOOKUP(AC$6,Daten!$B$151:$M$151,Daten!$B$152:$M$154))\n+IF($G73>_xlfn.XLOOKUP($D73,GI!$C$77:$G$77,GI!$C$80:$G$80),($G73-_xlfn.XLOOKUP($D73,GI!$C$77:$G$77,GI!$C$80:$G$80))/4,0))\n*_xlfn.XLOOKUP(AC$6,Daten!$B$151:$M$151,Daten!$B$150:$M$150)*$T73*24/1000)","v":0},{"$f":"IF($D73=\"\",0,(_xlfn.XLOOKUP($D73,Daten!$A$152:$A$154,_xlfn.XLOOKUP(AD$6,Daten!$B$151:$M$151,Daten!$B$152:$M$154))\n+IF($G73>_xlfn.XLOOKUP($D73,GI!$C$77:$G$77,GI!$C$80:$G$80),($G73-_xlfn.XLOOKUP($D73,GI!$C$77:$G$77,GI!$C$80:$G$80))/4,0))\n*_xlfn.XLOOKUP(AD$6,Daten!$B$151:$M$151,Daten!$B$150:$M$150)*$T73*24/1000)","v":0},{"$f":"IF($D73=\"\",0,(_xlfn.XLOOKUP($D73,Daten!$A$152:$A$154,_xlfn.XLOOKUP(AE$6,Daten!$B$151:$M$151,Daten!$B$152:$M$154))\n+IF($G73>_xlfn.XLOOKUP($D73,GI!$C$77:$G$77,GI!$C$80:$G$80),($G73-_xlfn.XLOOKUP($D73,GI!$C$77:$G$77,GI!$C$80:$G$80))/4,0))\n*_xlfn.XLOOKUP(AE$6,Daten!$B$151:$M$151,Daten!$B$150:$M$150)*$T73*24/1000)","v":0},{"$f":"IF($D73=\"\",0,(_xlfn.XLOOKUP($D73,Daten!$A$152:$A$154,_xlfn.XLOOKUP(AF$6,Daten!$B$151:$M$151,Daten!$B$152:$M$154))\n+IF($G73>_xlfn.XLOOKUP($D73,GI!$C$77:$G$77,GI!$C$80:$G$80),($G73-_xlfn.XLOOKUP($D73,GI!$C$77:$G$77,GI!$C$80:$G$80))/4,0))\n*_xlfn.XLOOKUP(AF$6,Daten!$B$151:$M$151,Daten!$B$150:$M$150)*$T73*24/1000)","v":0},0,{"$f":"(IF($O73=\"\",0,_xlfn.XLOOKUP($O73,Daten!$A$79:$A$95,Daten!B$79:B$95))*$E73*0.9*$I73\n*$AY73)","v":{"v":0,"d":"0.00"}},{"$f":"(IF($O73=\"\",0,_xlfn.XLOOKUP($O73,Daten!$A$79:$A$95,Daten!C$79:C$95))*$E73*0.9*$I73\n*$AY73)","v":{"v":0,"d":"0.00"}},{"$f":"(IF($O73=\"\",0,_xlfn.XLOOKUP($O73,Daten!$A$79:$A$95,Daten!D$79:D$95))*$E73*0.9*$I73\n*$AY73)","v":{"v":0,"d":"0.00"}},{"$f":"(IF($O73=\"\",0,_xlfn.XLOOKUP($O73,Daten!$A$79:$A$95,Daten!E$79:E$95))*$E73*0.9*$I73\n*$AY73)","v":{"v":0,"d":"0.00"}},{"$f":"(IF($O73=\"\",0,_xlfn.XLOOKUP($O73,Daten!$A$79:$A$95,Daten!F$79:F$95))*$E73*0.9*$I73\n*$AY73)","v":{"v":0,"d":"0.00"}},{"$f":"(IF($O73=\"\",0,_xlfn.XLOOKUP($O73,Daten!$A$79:$A$95,Daten!G$79:G$95))*$E73*0.9*$I73\n*$AY73)","v":{"v":0,"d":"0.00"}},{"$f":"(IF($O73=\"\",0,_xlfn.XLOOKUP($O73,Daten!$A$79:$A$95,Daten!H$79:H$95))*$E73*0.9*$I73\n*$AY73)","v":{"v":0,"d":"0.00"}},{"$f":"(IF($O73=\"\",0,_xlfn.XLOOKUP($O73,Daten!$A$79:$A$95,Daten!I$79:I$95))*$E73*0.9*$I73\n*$AY73)","v":{"v":0,"d":"0.00"}},{"$f":"(IF($O73=\"\",0,_xlfn.XLOOKUP($O73,Daten!$A$79:$A$95,Daten!J$79:J$95))*$E73*0.9*$I73\n*$AY73)","v":{"v":0,"d":"0.00"}},{"$f":"(IF($O73=\"\",0,_xlfn.XLOOKUP($O73,Daten!$A$79:$A$95,Daten!K$79:K$95))*$E73*0.9*$I73\n*$AY73)","v":{"v":0,"d":"0.00"}},{"$f":"(IF($O73=\"\",0,_xlfn.XLOOKUP($O73,Daten!$A$79:$A$95,Daten!L$79:L$95))*$E73*0.9*$I73\n*$AY73)","v":{"v":0,"d":"0.00"}},{"$f":"(IF($O73=\"\",0,_xlfn.XLOOKUP($O73,Daten!$A$79:$A$95,Daten!M$79:M$95))*$E73*0.9*$I73\n*$AY73)","v":{"v":0,"d":"0.00"}},{"v":0,"d":"0.00"},{"$f":"IFERROR(_xlfn.XLOOKUP(K73,Daten!$C$109:$C$116,_xlfn.XLOOKUP(O73,Daten!$E$108:$U$108,Daten!$E$109:$U$116)),1)","v":{"v":1,"d":"1.00"}},{"$f":"IFERROR(IF(O73=\"H\",1,_xlfn.XLOOKUP(L73,Daten!$C$127:$C$132,_xlfn.XLOOKUP(O73,Daten!$E$126:$U$126,Daten!$E$127:$U$132))),1)","v":{"v":1,"d":"1.00"}},{"$f":"IFERROR(IF(O73=\"H\",1,_xlfn.XLOOKUP(M73,Daten!$C$143:$C$148,_xlfn.XLOOKUP(O73,Daten!$E$142:$U$142,Daten!$E$143:$U$148))),1)","v":{"v":1,"d":"1.00"}},{"$f":"IFERROR(IF(O73=\"H\",1,_xlfn.XLOOKUP(N73,Daten!$C$143:$C$148,_xlfn.XLOOKUP(O73,Daten!$E$142:$U$142,Daten!$E$143:$U$148))),1)","v":{"v":1,"d":"1.00"}},{"v":1,"d":"1.00"}]
[{"$nulls":19},0,{"$f":"IF($D74=\"\",0,(_xlfn.XLOOKUP($D74,Daten!$A$152:$A$154,_xlfn.XLOOKUP(U$6,Daten!$B$151:$M$151,Daten!$B$152:$M$154))\n+IF($G74>_xlfn.XLOOKUP($D74,GI!$C$77:$G$77,GI!$C$80:$G$80),($G74-_xlfn.XLOOKUP($D74,GI!$C$77:$G$77,GI!$C$80:$G$80))/4,0))\n*_xlfn.XLOOKUP(U$6,Daten!$B$151:$M$151,Daten!$B$150:$M$150)*$T74*24/1000)","v":0},{"$f":"IF($D74=\"\",0,(_xlfn.XLOOKUP($D74,Daten!$A$152:$A$154,_xlfn.XLOOKUP(V$6,Daten!$B$151:$M$151,Daten!$B$152:$M$154))\n+IF($G74>_xlfn.XLOOKUP($D74,GI!$C$77:$G$77,GI!$C$80:$G$80),($G74-_xlfn.XLOOKUP($D74,GI!$C$77:$G$77,GI!$C$80:$G$80))/4,0))\n*_xlfn.XLOOKUP(V$6,Daten!$B$151:$M$151,Daten!$B$150:$M$150)*$T74*24/1000)","v":0},{"$f":"IF($D74=\"\",0,(_xlfn.XLOOKUP($D74,Daten!$A$152:$A$154,_xlfn.XLOOKUP(W$6,Daten!$B$151:$M$151,Daten!$B$152:$M$154))\n+IF($G74>_xlfn.XLOOKUP($D74,GI!$C$77:$G$77,GI!$C$80:$G$80),($G74-_xlfn.XLOOKUP($D74,GI!$C$77:$G$77,GI!$C$80:$G$80))/4,0))\n*_xlfn.XLOOKUP(W$6,Daten!$B$151:$M$151,Daten!$B$150:$M$150)*$T74*24/1000)","v":0},{"$f":"IF($D74=\"\",0,(_xlfn.XLOOKUP($D74,Daten!$A$152:$A$154,_xlfn.XLOOKUP(X$6,Daten!$B$151:$M$151,Daten!$B$152:$M$154))\n+IF($G74>_xlfn.XLOOKUP($D74,GI!$C$77:$G$77,GI!$C$80:$G$80),($G74-_xlfn.XLOOKUP($D74,GI!$C$77:$G$77,GI!$C$80:$G$80))/4,0))\n*_xlfn.XLOOKUP(X$6,Daten!$B$151:$M$151,Daten!$B$150:$M$150)*$T74*24/1000)","v":0},{"$f":"IF($D74=\"\",0,(_xlfn.XLOOKUP($D74,Daten!$A$152:$A$154,_xlfn.XLOOKUP(Y$6,Daten!$B$151:$M$151,Daten!$B$152:$M$154))\n+IF($G74>_xlfn.XLOOKUP($D74,GI!$C$77:$G$77,GI!$C$80:$G$80),($G74-_xlfn.XLOOKUP($D74,GI!$C$77:$G$77,GI!$C$80:$G$80))/4,0))\n*_xlfn.XLOOKUP(Y$6,Daten!$B$151:$M$151,Daten!$B$150:$M$150)*$T74*24/1000)","v":0},{"$f":"IF($D74=\"\",0,(_xlfn.XLOOKUP($D74,Daten!$A$152:$A$154,_xlfn.XLOOKUP(Z$6,Daten!$B$151:$M$151,Daten!$B$152:$M$154))\n+IF($G74>_xlfn.XLOOKUP($D74,GI!$C$77:$G$77,GI!$C$80:$G$80),($G74-_xlfn.XLOOKUP($D74,GI!$C$77:$G$77,GI!$C$80:$G$80))/4,0))\n*_xlfn.XLOOKUP(Z$6,Daten!$B$151:$M$151,Daten!$B$150:$M$150)*$T74*24/1000)","v":0},{"$f":"IF($D74=\"\",0,(_xlfn.XLOOKUP($D74,Daten!$A$152:$A$154,_xlfn.XLOOKUP(AA$6,Daten!$B$151:$M$151,Daten!$B$152:$M$154))\n+IF($G74>_xlfn.XLOOKUP($D74,GI!$C$77:$G$77,GI!$C$80:$G$80),($G74-_xlfn.XLOOKUP($D74,GI!$C$77:$G$77,GI!$C$80:$G$80))/4,0))\n*_xlfn.XLOOKUP(AA$6,Daten!$B$151:$M$151,Daten!$B$150:$M$150)*$T74*24/1000)","v":0},{"$f":"IF($D74=\"\",0,(_xlfn.XLOOKUP($D74,Daten!$A$152:$A$154,_xlfn.XLOOKUP(AB$6,Daten!$B$151:$M$151,Daten!$B$152:$M$154))\n+IF($G74>_xlfn.XLOOKUP($D74,GI!$C$77:$G$77,GI!$C$80:$G$80),($G74-_xlfn.XLOOKUP($D74,GI!$C$77:$G$77,GI!$C$80:$G$80))/4,0))\n*_xlfn.XLOOKUP(AB$6,Daten!$B$151:$M$151,Daten!$B$150:$M$150)*$T74*24/1000)","v":0},{"$f":"IF($D74=\"\",0,(_xlfn.XLOOKUP($D74,Daten!$A$152:$A$154,_xlfn.XLOOKUP(AC$6,Daten!$B$151:$M$151,Daten!$B$152:$M$154))\n+IF($G74>_xlfn.XLOOKUP($D74,GI!$C$77:$G$77,GI!$C$80:$G$80),($G74-_xlfn.XLOOKUP($D74,GI!$C$77:$G$77,GI!$C$80:$G$80))/4,0))\n*_xlfn.XLOOKUP(AC$6,Daten!$B$151:$M$151,Daten!$B$150:$M$150)*$T74*24/1000)","v":0},{"$f":"IF($D74=\"\",0,(_xlfn.XLOOKUP($D74,Daten!$A$152:$A$154,_xlfn.XLOOKUP(AD$6,Daten!$B$151:$M$151,Daten!$B$152:$M$154))\n+IF($G74>_xlfn.XLOOKUP($D74,GI!$C$77:$G$77,GI!$C$80:$G$80),($G74-_xlfn.XLOOKUP($D74,GI!$C$77:$G$77,GI!$C$80:$G$80))/4,0))\n*_xlfn.XLOOKUP(AD$6,Daten!$B$151:$M$151,Daten!$B$150:$M$150)*$T74*24/1000)","v":0},{"$f":"IF($D74=\"\",0,(_xlfn.XLOOKUP($D74,Daten!$A$152:$A$154,_xlfn.XLOOKUP(AE$6,Daten!$B$151:$M$151,Daten!$B$152:$M$154))\n+IF($G74>_xlfn.XLOOKUP($D74,GI!$C$77:$G$77,GI!$C$80:$G$80),($G74-_xlfn.XLOOKUP($D74,GI!$C$77:$G$77,GI!$C$80:$G$80))/4,0))\n*_xlfn.XLOOKUP(AE$6,Daten!$B$151:$M$151,Daten!$B$150:$M$150)*$T74*24/1000)","v":0},{"$f":"IF($D74=\"\",0,(_xlfn.XLOOKUP($D74,Daten!$A$152:$A$154,_xlfn.XLOOKUP(AF$6,Daten!$B$151:$M$151,Daten!$B$152:$M$154))\n+IF($G74>_xlfn.XLOOKUP($D74,GI!$C$77:$G$77,GI!$C$80:$G$80),($G74-_xlfn.XLOOKUP($D74,GI!$C$77:$G$77,GI!$C$80:$G$80))/4,0))\n*_xlfn.XLOOKUP(AF$6,Daten!$B$151:$M$151,Daten!$B$150:$M$150)*$T74*24/1000)","v":0},0,{"$f":"(IF($O74=\"\",0,_xlfn.XLOOKUP($O74,Daten!$A$79:$A$95,Daten!B$79:B$95))*$E74*0.9*$I74\n*$AY74)","v":{"v":0,"d":"0.00"}},{"$f":"(IF($O74=\"\",0,_xlfn.XLOOKUP($O74,Daten!$A$79:$A$95,Daten!C$79:C$95))*$E74*0.9*$I74\n*$AY74)","v":{"v":0,"d":"0.00"}},{"$f":"(IF($O74=\"\",0,_xlfn.XLOOKUP($O74,Daten!$A$79:$A$95,Daten!D$79:D$95))*$E74*0.9*$I74\n*$AY74)","v":{"v":0,"d":"0.00"}},{"$f":"(IF($O74=\"\",0,_xlfn.XLOOKUP($O74,Daten!$A$79:$A$95,Daten!E$79:E$95))*$E74*0.9*$I74\n*$AY74)","v":{"v":0,"d":"0.00"}},{"$f":"(IF($O74=\"\",0,_xlfn.XLOOKUP($O74,Daten!$A$79:$A$95,Daten!F$79:F$95))*$E74*0.9*$I74\n*$AY74)","v":{"v":0,"d":"0.00"}},{"$f":"(IF($O74=\"\",0,_xlfn.XLOOKUP($O74,Daten!$A$79:$A$95,Daten!G$79:G$95))*$E74*0.9*$I74\n*$AY74)","v":{"v":0,"d":"0.00"}},{"$f":"(IF($O74=\"\",0,_xlfn.XLOOKUP($O74,Daten!$A$79:$A$95,Daten!H$79:H$95))*$E74*0.9*$I74\n*$AY74)","v":{"v":0,"d":"0.00"}},{"$f":"(IF($O74=\"\",0,_xlfn.XLOOKUP($O74,Daten!$A$79:$A$95,Daten!I$79:I$95))*$E74*0.9*$I74\n*$AY74)","v":{"v":0,"d":"0.00"}},{"$f":"(IF($O74=\"\",0,_xlfn.XLOOKUP($O74,Daten!$A$79:$A$95,Daten!J$79:J$95))*$E74*0.9*$I74\n*$AY74)","v":{"v":0,"d":"0.00"}},{"$f":"(IF($O74=\"\",0,_xlfn.XLOOKUP($O74,Daten!$A$79:$A$95,Daten!K$79:K$95))*$E74*0.9*$I74\n*$AY74)","v":{"v":0,"d":"0.00"}},{"$f":"(IF($O74=\"\",0,_xlfn.XLOOKUP($O74,Daten!$A$79:$A$95,Daten!L$79:L$95))*$E74*0.9*$I74\n*$AY74)","v":{"v":0,"d":"0.00"}},{"$f":"(IF($O74=\"\",0,_xlfn.XLOOKUP($O74,Daten!$A$79:$A$95,Daten!M$79:M$95))*$E74*0.9*$I74\n*$AY74)","v":{"v":0,"d":"0.00"}},{"v":0,"d":"0.00"},{"$f":"IFERROR(_xlfn.XLOOKUP(K74,Daten!$C$109:$C$116,_xlfn.XLOOKUP(O74,Daten!$E$108:$U$108,Daten!$E$109:$U$116)),1)","v":{"v":1,"d":"1.00"}},{"$f":"IFERROR(IF(O74=\"H\",1,_xlfn.XLOOKUP(L74,Daten!$C$127:$C$132,_xlfn.XLOOKUP(O74,Daten!$E$126:$U$126,Daten!$E$127:$U$132))),1)","v":{"v":1,"d":"1.00"}},{"$f":"IFERROR(IF(O74=\"H\",1,_xlfn.XLOOKUP(M74,Daten!$C$143:$C$148,_xlfn.XLOOKUP(O74,Daten!$E$142:$U$142,Daten!$E$143:$U$148))),1)","v":{"v":1,"d":"1.00"}},{"$f":"IFERROR(IF(O74=\"H\",1,_xlfn.XLOOKUP(N74,Daten!$C$143:$C$148,_xlfn.XLOOKUP(O74,Daten!$E$142:$U$142,Daten!$E$143:$U$148))),1)","v":{"v":1,"d":"1.00"}},{"v":1,"d":"1.00"}]
[{"$nulls":19},0,{"$f":"IF($D75=\"\",0,(_xlfn.XLOOKUP($D75,Daten!$A$152:$A$154,_xlfn.XLOOKUP(U$6,Daten!$B$151:$M$151,Daten!$B$152:$M$154))\n+IF($G75>_xlfn.XLOOKUP($D75,GI!$C$77:$G$77,GI!$C$80:$G$80),($G75-_xlfn.XLOOKUP($D75,GI!$C$77:$G$77,GI!$C$80:$G$80))/4,0))\n*_xlfn.XLOOKUP(U$6,Daten!$B$151:$M$151,Daten!$B$150:$M$150)*$T75*24/1000)","v":0},{"$f":"IF($D75=\"\",0,(_xlfn.XLOOKUP($D75,Daten!$A$152:$A$154,_xlfn.XLOOKUP(V$6,Daten!$B$151:$M$151,Daten!$B$152:$M$154))\n+IF($G75>_xlfn.XLOOKUP($D75,GI!$C$77:$G$77,GI!$C$80:$G$80),($G75-_xlfn.XLOOKUP($D75,GI!$C$77:$G$77,GI!$C$80:$G$80))/4,0))\n*_xlfn.XLOOKUP(V$6,Daten!$B$151:$M$151,Daten!$B$150:$M$150)*$T75*24/1000)","v":0},{"$f":"IF($D75=\"\",0,(_xlfn.XLOOKUP($D75,Daten!$A$152:$A$154,_xlfn.XLOOKUP(W$6,Daten!$B$151:$M$151,Daten!$B$152:$M$154))\n+IF($G75>_xlfn.XLOOKUP($D75,GI!$C$77:$G$77,GI!$C$80:$G$80),($G75-_xlfn.XLOOKUP($D75,GI!$C$77:$G$77,GI!$C$80:$G$80))/4,0))\n*_xlfn.XLOOKUP(W$6,Daten!$B$151:$M$151,Daten!$B$150:$M$150)*$T75*24/1000)","v":0},{"$f":"IF($D75=\"\",0,(_xlfn.XLOOKUP($D75,Daten!$A$152:$A$154,_xlfn.XLOOKUP(X$6,Daten!$B$151:$M$151,Daten!$B$152:$M$154))\n+IF($G75>_xlfn.XLOOKUP($D75,GI!$C$77:$G$77,GI!$C$80:$G$80),($G75-_xlfn.XLOOKUP($D75,GI!$C$77:$G$77,GI!$C$80:$G$80))/4,0))\n*_xlfn.XLOOKUP(X$6,Daten!$B$151:$M$151,Daten!$B$150:$M$150)*$T75*24/1000)","v":0},{"$f":"IF($D75=\"\",0,(_xlfn.XLOOKUP($D75,Daten!$A$152:$A$154,_xlfn.XLOOKUP(Y$6,Daten!$B$151:$M$151,Daten!$B$152:$M$154))\n+IF($G75>_xlfn.XLOOKUP($D75,GI!$C$77:$G$77,GI!$C$80:$G$80),($G75-_xlfn.XLOOKUP($D75,GI!$C$77:$G$77,GI!$C$80:$G$80))/4,0))\n*_xlfn.XLOOKUP(Y$6,Daten!$B$151:$M$151,Daten!$B$150:$M$150)*$T75*24/1000)","v":0},{"$f":"IF($D75=\"\",0,(_xlfn.XLOOKUP($D75,Daten!$A$152:$A$154,_xlfn.XLOOKUP(Z$6,Daten!$B$151:$M$151,Daten!$B$152:$M$154))\n+IF($G75>_xlfn.XLOOKUP($D75,GI!$C$77:$G$77,GI!$C$80:$G$80),($G75-_xlfn.XLOOKUP($D75,GI!$C$77:$G$77,GI!$C$80:$G$80))/4,0))\n*_xlfn.XLOOKUP(Z$6,Daten!$B$151:$M$151,Daten!$B$150:$M$150)*$T75*24/1000)","v":0},{"$f":"IF($D75=\"\",0,(_xlfn.XLOOKUP($D75,Daten!$A$152:$A$154,_xlfn.XLOOKUP(AA$6,Daten!$B$151:$M$151,Daten!$B$152:$M$154))\n+IF($G75>_xlfn.XLOOKUP($D75,GI!$C$77:$G$77,GI!$C$80:$G$80),($G75-_xlfn.XLOOKUP($D75,GI!$C$77:$G$77,GI!$C$80:$G$80))/4,0))\n*_xlfn.XLOOKUP(AA$6,Daten!$B$151:$M$151,Daten!$B$150:$M$150)*$T75*24/1000)","v":0},{"$f":"IF($D75=\"\",0,(_xlfn.XLOOKUP($D75,Daten!$A$152:$A$154,_xlfn.XLOOKUP(AB$6,Daten!$B$151:$M$151,Daten!$B$152:$M$154))\n+IF($G75>_xlfn.XLOOKUP($D75,GI!$C$77:$G$77,GI!$C$80:$G$80),($G75-_xlfn.XLOOKUP($D75,GI!$C$77:$G$77,GI!$C$80:$G$80))/4,0))\n*_xlfn.XLOOKUP(AB$6,Daten!$B$151:$M$151,Daten!$B$150:$M$150)*$T75*24/1000)","v":0},{"$f":"IF($D75=\"\",0,(_xlfn.XLOOKUP($D75,Daten!$A$152:$A$154,_xlfn.XLOOKUP(AC$6,Daten!$B$151:$M$151,Daten!$B$152:$M$154))\n+IF($G75>_xlfn.XLOOKUP($D75,GI!$C$77:$G$77,GI!$C$80:$G$80),($G75-_xlfn.XLOOKUP($D75,GI!$C$77:$G$77,GI!$C$80:$G$80))/4,0))\n*_xlfn.XLOOKUP(AC$6,Daten!$B$151:$M$151,Daten!$B$150:$M$150)*$T75*24/1000)","v":0},{"$f":"IF($D75=\"\",0,(_xlfn.XLOOKUP($D75,Daten!$A$152:$A$154,_xlfn.XLOOKUP(AD$6,Daten!$B$151:$M$151,Daten!$B$152:$M$154))\n+IF($G75>_xlfn.XLOOKUP($D75,GI!$C$77:$G$77,GI!$C$80:$G$80),($G75-_xlfn.XLOOKUP($D75,GI!$C$77:$G$77,GI!$C$80:$G$80))/4,0))\n*_xlfn.XLOOKUP(AD$6,Daten!$B$151:$M$151,Daten!$B$150:$M$150)*$T75*24/1000)","v":0},{"$f":"IF($D75=\"\",0,(_xlfn.XLOOKUP($D75,Daten!$A$152:$A$154,_xlfn.XLOOKUP(AE$6,Daten!$B$151:$M$151,Daten!$B$152:$M$154))\n+IF($G75>_xlfn.XLOOKUP($D75,GI!$C$77:$G$77,GI!$C$80:$G$80),($G75-_xlfn.XLOOKUP($D75,GI!$C$77:$G$77,GI!$C$80:$G$80))/4,0))\n*_xlfn.XLOOKUP(AE$6,Daten!$B$151:$M$151,Daten!$B$150:$M$150)*$T75*24/1000)","v":0},{"$f":"IF($D75=\"\",0,(_xlfn.XLOOKUP($D75,Daten!$A$152:$A$154,_xlfn.XLOOKUP(AF$6,Daten!$B$151:$M$151,Daten!$B$152:$M$154))\n+IF($G75>_xlfn.XLOOKUP($D75,GI!$C$77:$G$77,GI!$C$80:$G$80),($G75-_xlfn.XLOOKUP($D75,GI!$C$77:$G$77,GI!$C$80:$G$80))/4,0))\n*_xlfn.XLOOKUP(AF$6,Daten!$B$151:$M$151,Daten!$B$150:$M$150)*$T75*24/1000)","v":0},0,{"$f":"(IF($O75=\"\",0,_xlfn.XLOOKUP($O75,Daten!$A$79:$A$95,Daten!B$79:B$95))*$E75*0.9*$I75\n*$AY75)","v":{"v":0,"d":"0.00"}},{"$f":"(IF($O75=\"\",0,_xlfn.XLOOKUP($O75,Daten!$A$79:$A$95,Daten!C$79:C$95))*$E75*0.9*$I75\n*$AY75)","v":{"v":0,"d":"0.00"}},{"$f":"(IF($O75=\"\",0,_xlfn.XLOOKUP($O75,Daten!$A$79:$A$95,Daten!D$79:D$95))*$E75*0.9*$I75\n*$AY75)","v":{"v":0,"d":"0.00"}},{"$f":"(IF($O75=\"\",0,_xlfn.XLOOKUP($O75,Daten!$A$79:$A$95,Daten!E$79:E$95))*$E75*0.9*$I75\n*$AY75)","v":{"v":0,"d":"0.00"}},{"$f":"(IF($O75=\"\",0,_xlfn.XLOOKUP($O75,Daten!$A$79:$A$95,Daten!F$79:F$95))*$E75*0.9*$I75\n*$AY75)","v":{"v":0,"d":"0.00"}},{"$f":"(IF($O75=\"\",0,_xlfn.XLOOKUP($O75,Daten!$A$79:$A$95,Daten!G$79:G$95))*$E75*0.9*$I75\n*$AY75)","v":{"v":0,"d":"0.00"}},{"$f":"(IF($O75=\"\",0,_xlfn.XLOOKUP($O75,Daten!$A$79:$A$95,Daten!H$79:H$95))*$E75*0.9*$I75\n*$AY75)","v":{"v":0,"d":"0.00"}},{"$f":"(IF($O75=\"\",0,_xlfn.XLOOKUP($O75,Daten!$A$79:$A$95,Daten!I$79:I$95))*$E75*0.9*$I75\n*$AY75)","v":{"v":0,"d":"0.00"}},{"$f":"(IF($O75=\"\",0,_xlfn.XLOOKUP($O75,Daten!$A$79:$A$95,Daten!J$79:J$95))*$E75*0.9*$I75\n*$AY75)","v":{"v":0,"d":"0.00"}},{"$f":"(IF($O75=\"\",0,_xlfn.XLOOKUP($O75,Daten!$A$79:$A$95,Daten!K$79:K$95))*$E75*0.9*$I75\n*$AY75)","v":{"v":0,"d":"0.00"}},{"$f":"(IF($O75=\"\",0,_xlfn.XLOOKUP($O75,Daten!$A$79:$A$95,Daten!L$79:L$95))*$E75*0.9*$I75\n*$AY75)","v":{"v":0,"d":"0.00"}},{"$f":"(IF($O75=\"\",0,_xlfn.XLOOKUP($O75,Daten!$A$79:$A$95,Daten!M$79:M$95))*$E75*0.9*$I75\n*$AY75)","v":{"v":0,"d":"0.00"}},{"v":0,"d":"0.00"},{"$f":"IFERROR(_xlfn.XLOOKUP(K75,Daten!$C$109:$C$116,_xlfn.XLOOKUP(O75,Daten!$E$108:$U$108,Daten!$E$109:$U$116)),1)","v":{"v":1,"d":"1.00"}},{"$f":"IFERROR(IF(O75=\"H\",1,_xlfn.XLOOKUP(L75,Daten!$C$127:$C$132,_xlfn.XLOOKUP(O75,Daten!$E$126:$U$126,Daten!$E$127:$U$132))),1)","v":{"v":1,"d":"1.00"}},{"$f":"IFERROR(IF(O75=\"H\",1,_xlfn.XLOOKUP(M75,Daten!$C$143:$C$148,_xlfn.XLOOKUP(O75,Daten!$E$142:$U$142,Daten!$E$143:$U$148))),1)","v":{"v":1,"d":"1.00"}},{"$f":"IFERROR(IF(O75=\"H\",1,_xlfn.XLOOKUP(N75,Daten!$C$143:$C$148,_xlfn.XLOOKUP(O75,Daten!$E$142:$U$142,Daten!$E$143:$U$148))),1)","v":{"v":1,"d":"1.00"}},{"v":1,"d":"1.00"}]
[{"$nulls":19},0,{"$f":"IF($D76=\"\",0,(_xlfn.XLOOKUP($D76,Daten!$A$152:$A$154,_xlfn.XLOOKUP(U$6,Daten!$B$151:$M$151,Daten!$B$152:$M$154))\n+IF($G76>_xlfn.XLOOKUP($D76,GI!$C$77:$G$77,GI!$C$80:$G$80),($G76-_xlfn.XLOOKUP($D76,GI!$C$77:$G$77,GI!$C$80:$G$80))/4,0))\n*_xlfn.XLOOKUP(U$6,Daten!$B$151:$M$151,Daten!$B$150:$M$150)*$T76*24/1000)","v":0},{"$f":"IF($D76=\"\",0,(_xlfn.XLOOKUP($D76,Daten!$A$152:$A$154,_xlfn.XLOOKUP(V$6,Daten!$B$151:$M$151,Daten!$B$152:$M$154))\n+IF($G76>_xlfn.XLOOKUP($D76,GI!$C$77:$G$77,GI!$C$80:$G$80),($G76-_xlfn.XLOOKUP($D76,GI!$C$77:$G$77,GI!$C$80:$G$80))/4,0))\n*_xlfn.XLOOKUP(V$6,Daten!$B$151:$M$151,Daten!$B$150:$M$150)*$T76*24/1000)","v":0},{"$f":"IF($D76=\"\",0,(_xlfn.XLOOKUP($D76,Daten!$A$152:$A$154,_xlfn.XLOOKUP(W$6,Daten!$B$151:$M$151,Daten!$B$152:$M$154))\n+IF($G76>_xlfn.XLOOKUP($D76,GI!$C$77:$G$77,GI!$C$80:$G$80),($G76-_xlfn.XLOOKUP($D76,GI!$C$77:$G$77,GI!$C$80:$G$80))/4,0))\n*_xlfn.XLOOKUP(W$6,Daten!$B$151:$M$151,Daten!$B$150:$M$150)*$T76*24/1000)","v":0},{"$f":"IF($D76=\"\",0,(_xlfn.XLOOKUP($D76,Daten!$A$152:$A$154,_xlfn.XLOOKUP(X$6,Daten!$B$151:$M$151,Daten!$B$152:$M$154))\n+IF($G76>_xlfn.XLOOKUP($D76,GI!$C$77:$G$77,GI!$C$80:$G$80),($G76-_xlfn.XLOOKUP($D76,GI!$C$77:$G$77,GI!$C$80:$G$80))/4,0))\n*_xlfn.XLOOKUP(X$6,Daten!$B$151:$M$151,Daten!$B$150:$M$150)*$T76*24/1000)","v":0},{"$f":"IF($D76=\"\",0,(_xlfn.XLOOKUP($D76,Daten!$A$152:$A$154,_xlfn.XLOOKUP(Y$6,Daten!$B$151:$M$151,Daten!$B$152:$M$154))\n+IF($G76>_xlfn.XLOOKUP($D76,GI!$C$77:$G$77,GI!$C$80:$G$80),($G76-_xlfn.XLOOKUP($D76,GI!$C$77:$G$77,GI!$C$80:$G$80))/4,0))\n*_xlfn.XLOOKUP(Y$6,Daten!$B$151:$M$151,Daten!$B$150:$M$150)*$T76*24/1000)","v":0},{"$f":"IF($D76=\"\",0,(_xlfn.XLOOKUP($D76,Daten!$A$152:$A$154,_xlfn.XLOOKUP(Z$6,Daten!$B$151:$M$151,Daten!$B$152:$M$154))\n+IF($G76>_xlfn.XLOOKUP($D76,GI!$C$77:$G$77,GI!$C$80:$G$80),($G76-_xlfn.XLOOKUP($D76,GI!$C$77:$G$77,GI!$C$80:$G$80))/4,0))\n*_xlfn.XLOOKUP(Z$6,Daten!$B$151:$M$151,Daten!$B$150:$M$150)*$T76*24/1000)","v":0},{"$f":"IF($D76=\"\",0,(_xlfn.XLOOKUP($D76,Daten!$A$152:$A$154,_xlfn.XLOOKUP(AA$6,Daten!$B$151:$M$151,Daten!$B$152:$M$154))\n+IF($G76>_xlfn.XLOOKUP($D76,GI!$C$77:$G$77,GI!$C$80:$G$80),($G76-_xlfn.XLOOKUP($D76,GI!$C$77:$G$77,GI!$C$80:$G$80))/4,0))\n*_xlfn.XLOOKUP(AA$6,Daten!$B$151:$M$151,Daten!$B$150:$M$150)*$T76*24/1000)","v":0},{"$f":"IF($D76=\"\",0,(_xlfn.XLOOKUP($D76,Daten!$A$152:$A$154,_xlfn.XLOOKUP(AB$6,Daten!$B$151:$M$151,Daten!$B$152:$M$154))\n+IF($G76>_xlfn.XLOOKUP($D76,GI!$C$77:$G$77,GI!$C$80:$G$80),($G76-_xlfn.XLOOKUP($D76,GI!$C$77:$G$77,GI!$C$80:$G$80))/4,0))\n*_xlfn.XLOOKUP(AB$6,Daten!$B$151:$M$151,Daten!$B$150:$M$150)*$T76*24/1000)","v":0},{"$f":"IF($D76=\"\",0,(_xlfn.XLOOKUP($D76,Daten!$A$152:$A$154,_xlfn.XLOOKUP(AC$6,Daten!$B$151:$M$151,Daten!$B$152:$M$154))\n+IF($G76>_xlfn.XLOOKUP($D76,GI!$C$77:$G$77,GI!$C$80:$G$80),($G76-_xlfn.XLOOKUP($D76,GI!$C$77:$G$77,GI!$C$80:$G$80))/4,0))\n*_xlfn.XLOOKUP(AC$6,Daten!$B$151:$M$151,Daten!$B$150:$M$150)*$T76*24/1000)","v":0},{"$f":"IF($D76=\"\",0,(_xlfn.XLOOKUP($D76,Daten!$A$152:$A$154,_xlfn.XLOOKUP(AD$6,Daten!$B$151:$M$151,Daten!$B$152:$M$154))\n+IF($G76>_xlfn.XLOOKUP($D76,GI!$C$77:$G$77,GI!$C$80:$G$80),($G76-_xlfn.XLOOKUP($D76,GI!$C$77:$G$77,GI!$C$80:$G$80))/4,0))\n*_xlfn.XLOOKUP(AD$6,Daten!$B$151:$M$151,Daten!$B$150:$M$150)*$T76*24/1000)","v":0},{"$f":"IF($D76=\"\",0,(_xlfn.XLOOKUP($D76,Daten!$A$152:$A$154,_xlfn.XLOOKUP(AE$6,Daten!$B$151:$M$151,Daten!$B$152:$M$154))\n+IF($G76>_xlfn.XLOOKUP($D76,GI!$C$77:$G$77,GI!$C$80:$G$80),($G76-_xlfn.XLOOKUP($D76,GI!$C$77:$G$77,GI!$C$80:$G$80))/4,0))\n*_xlfn.XLOOKUP(AE$6,Daten!$B$151:$M$151,Daten!$B$150:$M$150)*$T76*24/1000)","v":0},{"$f":"IF($D76=\"\",0,(_xlfn.XLOOKUP($D76,Daten!$A$152:$A$154,_xlfn.XLOOKUP(AF$6,Daten!$B$151:$M$151,Daten!$B$152:$M$154))\n+IF($G76>_xlfn.XLOOKUP($D76,GI!$C$77:$G$77,GI!$C$80:$G$80),($G76-_xlfn.XLOOKUP($D76,GI!$C$77:$G$77,GI!$C$80:$G$80))/4,0))\n*_xlfn.XLOOKUP(AF$6,Daten!$B$151:$M$151,Daten!$B$150:$M$150)*$T76*24/1000)","v":0},0,{"$f":"(IF($O76=\"\",0,_xlfn.XLOOKUP($O76,Daten!$A$79:$A$95,Daten!B$79:B$95))*$E76*0.9*$I76\n*$AY76)","v":{"v":0,"d":"0.00"}},{"$f":"(IF($O76=\"\",0,_xlfn.XLOOKUP($O76,Daten!$A$79:$A$95,Daten!C$79:C$95))*$E76*0.9*$I76\n*$AY76)","v":{"v":0,"d":"0.00"}},{"$f":"(IF($O76=\"\",0,_xlfn.XLOOKUP($O76,Daten!$A$79:$A$95,Daten!D$79:D$95))*$E76*0.9*$I76\n*$AY76)","v":{"v":0,"d":"0.00"}},{"$f":"(IF($O76=\"\",0,_xlfn.XLOOKUP($O76,Daten!$A$79:$A$95,Daten!E$79:E$95))*$E76*0.9*$I76\n*$AY76)","v":{"v":0,"d":"0.00"}},{"$f":"(IF($O76=\"\",0,_xlfn.XLOOKUP($O76,Daten!$A$79:$A$95,Daten!F$79:F$95))*$E76*0.9*$I76\n*$AY76)","v":{"v":0,"d":"0.00"}},{"$f":"(IF($O76=\"\",0,_xlfn.XLOOKUP($O76,Daten!$A$79:$A$95,Daten!G$79:G$95))*$E76*0.9*$I76\n*$AY76)","v":{"v":0,"d":"0.00"}},{"$f":"(IF($O76=\"\",0,_xlfn.XLOOKUP($O76,Daten!$A$79:$A$95,Daten!H$79:H$95))*$E76*0.9*$I76\n*$AY76)","v":{"v":0,"d":"0.00"}},{"$f":"(IF($O76=\"\",0,_xlfn.XLOOKUP($O76,Daten!$A$79:$A$95,Daten!I$79:I$95))*$E76*0.9*$I76\n*$AY76)","v":{"v":0,"d":"0.00"}},{"$f":"(IF($O76=\"\",0,_xlfn.XLOOKUP($O76,Daten!$A$79:$A$95,Daten!J$79:J$95))*$E76*0.9*$I76\n*$AY76)","v":{"v":0,"d":"0.00"}},{"$f":"(IF($O76=\"\",0,_xlfn.XLOOKUP($O76,Daten!$A$79:$A$95,Daten!K$79:K$95))*$E76*0.9*$I76\n*$AY76)","v":{"v":0,"d":"0.00"}},{"$f":"(IF($O76=\"\",0,_xlfn.XLOOKUP($O76,Daten!$A$79:$A$95,Daten!L$79:L$95))*$E76*0.9*$I76\n*$AY76)","v":{"v":0,"d":"0.00"}},{"$f":"(IF($O76=\"\",0,_xlfn.XLOOKUP($O76,Daten!$A$79:$A$95,Daten!M$79:M$95))*$E76*0.9*$I76\n*$AY76)","v":{"v":0,"d":"0.00"}},{"v":0,"d":"0.00"},{"$f":"IFERROR(_xlfn.XLOOKUP(K76,Daten!$C$109:$C$116,_xlfn.XLOOKUP(O76,Daten!$E$108:$U$108,Daten!$E$109:$U$116)),1)","v":{"v":1,"d":"1.00"}},{"$f":"IFERROR(IF(O76=\"H\",1,_xlfn.XLOOKUP(L76,Daten!$C$127:$C$132,_xlfn.XLOOKUP(O76,Daten!$E$126:$U$126,Daten!$E$127:$U$132))),1)","v":{"v":1,"d":"1.00"}},{"$f":"IFERROR(IF(O76=\"H\",1,_xlfn.XLOOKUP(M76,Daten!$C$143:$C$148,_xlfn.XLOOKUP(O76,Daten!$E$142:$U$142,Daten!$E$143:$U$148))),1)","v":{"v":1,"d":"1.00"}},{"$f":"IFERROR(IF(O76=\"H\",1,_xlfn.XLOOKUP(N76,Daten!$C$143:$C$148,_xlfn.XLOOKUP(O76,Daten!$E$142:$U$142,Daten!$E$143:$U$148))),1)","v":{"v":1,"d":"1.00"}},{"v":1,"d":"1.00"}]
[{"$nulls":19},0,{"$f":"IF($D77=\"\",0,(_xlfn.XLOOKUP($D77,Daten!$A$152:$A$154,_xlfn.XLOOKUP(U$6,Daten!$B$151:$M$151,Daten!$B$152:$M$154))\n+IF($G77>_xlfn.XLOOKUP($D77,GI!$C$77:$G$77,GI!$C$80:$G$80),($G77-_xlfn.XLOOKUP($D77,GI!$C$77:$G$77,GI!$C$80:$G$80))/4,0))\n*_xlfn.XLOOKUP(U$6,Daten!$B$151:$M$151,Daten!$B$150:$M$150)*$T77*24/1000)","v":0},{"$f":"IF($D77=\"\",0,(_xlfn.XLOOKUP($D77,Daten!$A$152:$A$154,_xlfn.XLOOKUP(V$6,Daten!$B$151:$M$151,Daten!$B$152:$M$154))\n+IF($G77>_xlfn.XLOOKUP($D77,GI!$C$77:$G$77,GI!$C$80:$G$80),($G77-_xlfn.XLOOKUP($D77,GI!$C$77:$G$77,GI!$C$80:$G$80))/4,0))\n*_xlfn.XLOOKUP(V$6,Daten!$B$151:$M$151,Daten!$B$150:$M$150)*$T77*24/1000)","v":0},{"$f":"IF($D77=\"\",0,(_xlfn.XLOOKUP($D77,Daten!$A$152:$A$154,_xlfn.XLOOKUP(W$6,Daten!$B$151:$M$151,Daten!$B$152:$M$154))\n+IF($G77>_xlfn.XLOOKUP($D77,GI!$C$77:$G$77,GI!$C$80:$G$80),($G77-_xlfn.XLOOKUP($D77,GI!$C$77:$G$77,GI!$C$80:$G$80))/4,0))\n*_xlfn.XLOOKUP(W$6,Daten!$B$151:$M$151,Daten!$B$150:$M$150)*$T77*24/1000)","v":0},{"$f":"IF($D77=\"\",0,(_xlfn.XLOOKUP($D77,Daten!$A$152:$A$154,_xlfn.XLOOKUP(X$6,Daten!$B$151:$M$151,Daten!$B$152:$M$154))\n+IF($G77>_xlfn.XLOOKUP($D77,GI!$C$77:$G$77,GI!$C$80:$G$80),($G77-_xlfn.XLOOKUP($D77,GI!$C$77:$G$77,GI!$C$80:$G$80))/4,0))\n*_xlfn.XLOOKUP(X$6,Daten!$B$151:$M$151,Daten!$B$150:$M$150)*$T77*24/1000)","v":0},{"$f":"IF($D77=\"\",0,(_xlfn.XLOOKUP($D77,Daten!$A$152:$A$154,_xlfn.XLOOKUP(Y$6,Daten!$B$151:$M$151,Daten!$B$152:$M$154))\n+IF($G77>_xlfn.XLOOKUP($D77,GI!$C$77:$G$77,GI!$C$80:$G$80),($G77-_xlfn.XLOOKUP($D77,GI!$C$77:$G$77,GI!$C$80:$G$80))/4,0))\n*_xlfn.XLOOKUP(Y$6,Daten!$B$151:$M$151,Daten!$B$150:$M$150)*$T77*24/1000)","v":0},{"$f":"IF($D77=\"\",0,(_xlfn.XLOOKUP($D77,Daten!$A$152:$A$154,_xlfn.XLOOKUP(Z$6,Daten!$B$151:$M$151,Daten!$B$152:$M$154))\n+IF($G77>_xlfn.XLOOKUP($D77,GI!$C$77:$G$77,GI!$C$80:$G$80),($G77-_xlfn.XLOOKUP($D77,GI!$C$77:$G$77,GI!$C$80:$G$80))/4,0))\n*_xlfn.XLOOKUP(Z$6,Daten!$B$151:$M$151,Daten!$B$150:$M$150)*$T77*24/1000)","v":0},{"$f":"IF($D77=\"\",0,(_xlfn.XLOOKUP($D77,Daten!$A$152:$A$154,_xlfn.XLOOKUP(AA$6,Daten!$B$151:$M$151,Daten!$B$152:$M$154))\n+IF($G77>_xlfn.XLOOKUP($D77,GI!$C$77:$G$77,GI!$C$80:$G$80),($G77-_xlfn.XLOOKUP($D77,GI!$C$77:$G$77,GI!$C$80:$G$80))/4,0))\n*_xlfn.XLOOKUP(AA$6,Daten!$B$151:$M$151,Daten!$B$150:$M$150)*$T77*24/1000)","v":0},{"$f":"IF($D77=\"\",0,(_xlfn.XLOOKUP($D77,Daten!$A$152:$A$154,_xlfn.XLOOKUP(AB$6,Daten!$B$151:$M$151,Daten!$B$152:$M$154))\n+IF($G77>_xlfn.XLOOKUP($D77,GI!$C$77:$G$77,GI!$C$80:$G$80),($G77-_xlfn.XLOOKUP($D77,GI!$C$77:$G$77,GI!$C$80:$G$80))/4,0))\n*_xlfn.XLOOKUP(AB$6,Daten!$B$151:$M$151,Daten!$B$150:$M$150)*$T77*24/1000)","v":0},{"$f":"IF($D77=\"\",0,(_xlfn.XLOOKUP($D77,Daten!$A$152:$A$154,_xlfn.XLOOKUP(AC$6,Daten!$B$151:$M$151,Daten!$B$152:$M$154))\n+IF($G77>_xlfn.XLOOKUP($D77,GI!$C$77:$G$77,GI!$C$80:$G$80),($G77-_xlfn.XLOOKUP($D77,GI!$C$77:$G$77,GI!$C$80:$G$80))/4,0))\n*_xlfn.XLOOKUP(AC$6,Daten!$B$151:$M$151,Daten!$B$150:$M$150)*$T77*24/1000)","v":0},{"$f":"IF($D77=\"\",0,(_xlfn.XLOOKUP($D77,Daten!$A$152:$A$154,_xlfn.XLOOKUP(AD$6,Daten!$B$151:$M$151,Daten!$B$152:$M$154))\n+IF($G77>_xlfn.XLOOKUP($D77,GI!$C$77:$G$77,GI!$C$80:$G$80),($G77-_xlfn.XLOOKUP($D77,GI!$C$77:$G$77,GI!$C$80:$G$80))/4,0))\n*_xlfn.XLOOKUP(AD$6,Daten!$B$151:$M$151,Daten!$B$150:$M$150)*$T77*24/1000)","v":0},{"$f":"IF($D77=\"\",0,(_xlfn.XLOOKUP($D77,Daten!$A$152:$A$154,_xlfn.XLOOKUP(AE$6,Daten!$B$151:$M$151,Daten!$B$152:$M$154))\n+IF($G77>_xlfn.XLOOKUP($D77,GI!$C$77:$G$77,GI!$C$80:$G$80),($G77-_xlfn.XLOOKUP($D77,GI!$C$77:$G$77,GI!$C$80:$G$80))/4,0))\n*_xlfn.XLOOKUP(AE$6,Daten!$B$151:$M$151,Daten!$B$150:$M$150)*$T77*24/1000)","v":0},{"$f":"IF($D77=\"\",0,(_xlfn.XLOOKUP($D77,Daten!$A$152:$A$154,_xlfn.XLOOKUP(AF$6,Daten!$B$151:$M$151,Daten!$B$152:$M$154))\n+IF($G77>_xlfn.XLOOKUP($D77,GI!$C$77:$G$77,GI!$C$80:$G$80),($G77-_xlfn.XLOOKUP($D77,GI!$C$77:$G$77,GI!$C$80:$G$80))/4,0))\n*_xlfn.XLOOKUP(AF$6,Daten!$B$151:$M$151,Daten!$B$150:$M$150)*$T77*24/1000)","v":0},0,{"$f":"(IF($O77=\"\",0,_xlfn.XLOOKUP($O77,Daten!$A$79:$A$95,Daten!B$79:B$95))*$E77*0.9*$I77\n*$AY77)","v":{"v":0,"d":"0.00"}},{"$f":"(IF($O77=\"\",0,_xlfn.XLOOKUP($O77,Daten!$A$79:$A$95,Daten!C$79:C$95))*$E77*0.9*$I77\n*$AY77)","v":{"v":0,"d":"0.00"}},{"$f":"(IF($O77=\"\",0,_xlfn.XLOOKUP($O77,Daten!$A$79:$A$95,Daten!D$79:D$95))*$E77*0.9*$I77\n*$AY77)","v":{"v":0,"d":"0.00"}},{"$f":"(IF($O77=\"\",0,_xlfn.XLOOKUP($O77,Daten!$A$79:$A$95,Daten!E$79:E$95))*$E77*0.9*$I77\n*$AY77)","v":{"v":0,"d":"0.00"}},{"$f":"(IF($O77=\"\",0,_xlfn.XLOOKUP($O77,Daten!$A$79:$A$95,Daten!F$79:F$95))*$E77*0.9*$I77\n*$AY77)","v":{"v":0,"d":"0.00"}},{"$f":"(IF($O77=\"\",0,_xlfn.XLOOKUP($O77,Daten!$A$79:$A$95,Daten!G$79:G$95))*$E77*0.9*$I77\n*$AY77)","v":{"v":0,"d":"0.00"}},{"$f":"(IF($O77=\"\",0,_xlfn.XLOOKUP($O77,Daten!$A$79:$A$95,Daten!H$79:H$95))*$E77*0.9*$I77\n*$AY77)","v":{"v":0,"d":"0.00"}},{"$f":"(IF($O77=\"\",0,_xlfn.XLOOKUP($O77,Daten!$A$79:$A$95,Daten!I$79:I$95))*$E77*0.9*$I77\n*$AY77)","v":{"v":0,"d":"0.00"}},{"$f":"(IF($O77=\"\",0,_xlfn.XLOOKUP($O77,Daten!$A$79:$A$95,Daten!J$79:J$95))*$E77*0.9*$I77\n*$AY77)","v":{"v":0,"d":"0.00"}},{"$f":"(IF($O77=\"\",0,_xlfn.XLOOKUP($O77,Daten!$A$79:$A$95,Daten!K$79:K$95))*$E77*0.9*$I77\n*$AY77)","v":{"v":0,"d":"0.00"}},{"$f":"(IF($O77=\"\",0,_xlfn.XLOOKUP($O77,Daten!$A$79:$A$95,Daten!L$79:L$95))*$E77*0.9*$I77\n*$AY77)","v":{"v":0,"d":"0.00"}},{"$f":"(IF($O77=\"\",0,_xlfn.XLOOKUP($O77,Daten!$A$79:$A$95,Daten!M$79:M$95))*$E77*0.9*$I77\n*$AY77)","v":{"v":0,"d":"0.00"}},{"v":0,"d":"0.00"},{"$f":"IFERROR(_xlfn.XLOOKUP(K77,Daten!$C$109:$C$116,_xlfn.XLOOKUP(O77,Daten!$E$108:$U$108,Daten!$E$109:$U$116)),1)","v":{"v":1,"d":"1.00"}},{"$f":"IFERROR(IF(O77=\"H\",1,_xlfn.XLOOKUP(L77,Daten!$C$127:$C$132,_xlfn.XLOOKUP(O77,Daten!$E$126:$U$126,Daten!$E$127:$U$132))),1)","v":{"v":1,"d":"1.00"}},{"$f":"IFERROR(IF(O77=\"H\",1,_xlfn.XLOOKUP(M77,Daten!$C$143:$C$148,_xlfn.XLOOKUP(O77,Daten!$E$142:$U$142,Daten!$E$143:$U$148))),1)","v":{"v":1,"d":"1.00"}},{"$f":"IFERROR(IF(O77=\"H\",1,_xlfn.XLOOKUP(N77,Daten!$C$143:$C$148,_xlfn.XLOOKUP(O77,Daten!$E$142:$U$142,Daten!$E$143:$U$148))),1)","v":{"v":1,"d":"1.00"}},{"v":1,"d":"1.00"}]
[{"$nulls":19},0,{"$f":"IF($D78=\"\",0,(_xlfn.XLOOKUP($D78,Daten!$A$152:$A$154,_xlfn.XLOOKUP(U$6,Daten!$B$151:$M$151,Daten!$B$152:$M$154))\n+IF($G78>_xlfn.XLOOKUP($D78,GI!$C$77:$G$77,GI!$C$80:$G$80),($G78-_xlfn.XLOOKUP($D78,GI!$C$77:$G$77,GI!$C$80:$G$80))/4,0))\n*_xlfn.XLOOKUP(U$6,Daten!$B$151:$M$151,Daten!$B$150:$M$150)*$T78*24/1000)","v":0},{"$f":"IF($D78=\"\",0,(_xlfn.XLOOKUP($D78,Daten!$A$152:$A$154,_xlfn.XLOOKUP(V$6,Daten!$B$151:$M$151,Daten!$B$152:$M$154))\n+IF($G78>_xlfn.XLOOKUP($D78,GI!$C$77:$G$77,GI!$C$80:$G$80),($G78-_xlfn.XLOOKUP($D78,GI!$C$77:$G$77,GI!$C$80:$G$80))/4,0))\n*_xlfn.XLOOKUP(V$6,Daten!$B$151:$M$151,Daten!$B$150:$M$150)*$T78*24/1000)","v":0},{"$f":"IF($D78=\"\",0,(_xlfn.XLOOKUP($D78,Daten!$A$152:$A$154,_xlfn.XLOOKUP(W$6,Daten!$B$151:$M$151,Daten!$B$152:$M$154))\n+IF($G78>_xlfn.XLOOKUP($D78,GI!$C$77:$G$77,GI!$C$80:$G$80),($G78-_xlfn.XLOOKUP($D78,GI!$C$77:$G$77,GI!$C$80:$G$80))/4,0))\n*_xlfn.XLOOKUP(W$6,Daten!$B$151:$M$151,Daten!$B$150:$M$150)*$T78*24/1000)","v":0},{"$f":"IF($D78=\"\",0,(_xlfn.XLOOKUP($D78,Daten!$A$152:$A$154,_xlfn.XLOOKUP(X$6,Daten!$B$151:$M$151,Daten!$B$152:$M$154))\n+IF($G78>_xlfn.XLOOKUP($D78,GI!$C$77:$G$77,GI!$C$80:$G$80),($G78-_xlfn.XLOOKUP($D78,GI!$C$77:$G$77,GI!$C$80:$G$80))/4,0))\n*_xlfn.XLOOKUP(X$6,Daten!$B$151:$M$151,Daten!$B$150:$M$150)*$T78*24/1000)","v":0},{"$f":"IF($D78=\"\",0,(_xlfn.XLOOKUP($D78,Daten!$A$152:$A$154,_xlfn.XLOOKUP(Y$6,Daten!$B$151:$M$151,Daten!$B$152:$M$154))\n+IF($G78>_xlfn.XLOOKUP($D78,GI!$C$77:$G$77,GI!$C$80:$G$80),($G78-_xlfn.XLOOKUP($D78,GI!$C$77:$G$77,GI!$C$80:$G$80))/4,0))\n*_xlfn.XLOOKUP(Y$6,Daten!$B$151:$M$151,Daten!$B$150:$M$150)*$T78*24/1000)","v":0},{"$f":"IF($D78=\"\",0,(_xlfn.XLOOKUP($D78,Daten!$A$152:$A$154,_xlfn.XLOOKUP(Z$6,Daten!$B$151:$M$151,Daten!$B$152:$M$154))\n+IF($G78>_xlfn.XLOOKUP($D78,GI!$C$77:$G$77,GI!$C$80:$G$80),($G78-_xlfn.XLOOKUP($D78,GI!$C$77:$G$77,GI!$C$80:$G$80))/4,0))\n*_xlfn.XLOOKUP(Z$6,Daten!$B$151:$M$151,Daten!$B$150:$M$150)*$T78*24/1000)","v":0},{"$f":"IF($D78=\"\",0,(_xlfn.XLOOKUP($D78,Daten!$A$152:$A$154,_xlfn.XLOOKUP(AA$6,Daten!$B$151:$M$151,Daten!$B$152:$M$154))\n+IF($G78>_xlfn.XLOOKUP($D78,GI!$C$77:$G$77,GI!$C$80:$G$80),($G78-_xlfn.XLOOKUP($D78,GI!$C$77:$G$77,GI!$C$80:$G$80))/4,0))\n*_xlfn.XLOOKUP(AA$6,Daten!$B$151:$M$151,Daten!$B$150:$M$150)*$T78*24/1000)","v":0},{"$f":"IF($D78=\"\",0,(_xlfn.XLOOKUP($D78,Daten!$A$152:$A$154,_xlfn.XLOOKUP(AB$6,Daten!$B$151:$M$151,Daten!$B$152:$M$154))\n+IF($G78>_xlfn.XLOOKUP($D78,GI!$C$77:$G$77,GI!$C$80:$G$80),($G78-_xlfn.XLOOKUP($D78,GI!$C$77:$G$77,GI!$C$80:$G$80))/4,0))\n*_xlfn.XLOOKUP(AB$6,Daten!$B$151:$M$151,Daten!$B$150:$M$150)*$T78*24/1000)","v":0},{"$f":"IF($D78=\"\",0,(_xlfn.XLOOKUP($D78,Daten!$A$152:$A$154,_xlfn.XLOOKUP(AC$6,Daten!$B$151:$M$151,Daten!$B$152:$M$154))\n+IF($G78>_xlfn.XLOOKUP($D78,GI!$C$77:$G$77,GI!$C$80:$G$80),($G78-_xlfn.XLOOKUP($D78,GI!$C$77:$G$77,GI!$C$80:$G$80))/4,0))\n*_xlfn.XLOOKUP(AC$6,Daten!$B$151:$M$151,Daten!$B$150:$M$150)*$T78*24/1000)","v":0},{"$f":"IF($D78=\"\",0,(_xlfn.XLOOKUP($D78,Daten!$A$152:$A$154,_xlfn.XLOOKUP(AD$6,Daten!$B$151:$M$151,Daten!$B$152:$M$154))\n+IF($G78>_xlfn.XLOOKUP($D78,GI!$C$77:$G$77,GI!$C$80:$G$80),($G78-_xlfn.XLOOKUP($D78,GI!$C$77:$G$77,GI!$C$80:$G$80))/4,0))\n*_xlfn.XLOOKUP(AD$6,Daten!$B$151:$M$151,Daten!$B$150:$M$150)*$T78*24/1000)","v":0},{"$f":"IF($D78=\"\",0,(_xlfn.XLOOKUP($D78,Daten!$A$152:$A$154,_xlfn.XLOOKUP(AE$6,Daten!$B$151:$M$151,Daten!$B$152:$M$154))\n+IF($G78>_xlfn.XLOOKUP($D78,GI!$C$77:$G$77,GI!$C$80:$G$80),($G78-_xlfn.XLOOKUP($D78,GI!$C$77:$G$77,GI!$C$80:$G$80))/4,0))\n*_xlfn.XLOOKUP(AE$6,Daten!$B$151:$M$151,Daten!$B$150:$M$150)*$T78*24/1000)","v":0},{"$f":"IF($D78=\"\",0,(_xlfn.XLOOKUP($D78,Daten!$A$152:$A$154,_xlfn.XLOOKUP(AF$6,Daten!$B$151:$M$151,Daten!$B$152:$M$154))\n+IF($G78>_xlfn.XLOOKUP($D78,GI!$C$77:$G$77,GI!$C$80:$G$80),($G78-_xlfn.XLOOKUP($D78,GI!$C$77:$G$77,GI!$C$80:$G$80))/4,0))\n*_xlfn.XLOOKUP(AF$6,Daten!$B$151:$M$151,Daten!$B$150:$M$150)*$T78*24/1000)","v":0},0,{"$f":"(IF($O78=\"\",0,_xlfn.XLOOKUP($O78,Daten!$A$79:$A$95,Daten!B$79:B$95))*$E78*0.9*$I78\n*$AY78)","v":{"v":0,"d":"0.00"}},{"$f":"(IF($O78=\"\",0,_xlfn.XLOOKUP($O78,Daten!$A$79:$A$95,Daten!C$79:C$95))*$E78*0.9*$I78\n*$AY78)","v":{"v":0,"d":"0.00"}},{"$f":"(IF($O78=\"\",0,_xlfn.XLOOKUP($O78,Daten!$A$79:$A$95,Daten!D$79:D$95))*$E78*0.9*$I78\n*$AY78)","v":{"v":0,"d":"0.00"}},{"$f":"(IF($O78=\"\",0,_xlfn.XLOOKUP($O78,Daten!$A$79:$A$95,Daten!E$79:E$95))*$E78*0.9*$I78\n*$AY78)","v":{"v":0,"d":"0.00"}},{"$f":"(IF($O78=\"\",0,_xlfn.XLOOKUP($O78,Daten!$A$79:$A$95,Daten!F$79:F$95))*$E78*0.9*$I78\n*$AY78)","v":{"v":0,"d":"0.00"}},{"$f":"(IF($O78=\"\",0,_xlfn.XLOOKUP($O78,Daten!$A$79:$A$95,Daten!G$79:G$95))*$E78*0.9*$I78\n*$AY78)","v":{"v":0,"d":"0.00"}},{"$f":"(IF($O78=\"\",0,_xlfn.XLOOKUP($O78,Daten!$A$79:$A$95,Daten!H$79:H$95))*$E78*0.9*$I78\n*$AY78)","v":{"v":0,"d":"0.00"}},{"$f":"(IF($O78=\"\",0,_xlfn.XLOOKUP($O78,Daten!$A$79:$A$95,Daten!I$79:I$95))*$E78*0.9*$I78\n*$AY78)","v":{"v":0,"d":"0.00"}},{"$f":"(IF($O78=\"\",0,_xlfn.XLOOKUP($O78,Daten!$A$79:$A$95,Daten!J$79:J$95))*$E78*0.9*$I78\n*$AY78)","v":{"v":0,"d":"0.00"}},{"$f":"(IF($O78=\"\",0,_xlfn.XLOOKUP($O78,Daten!$A$79:$A$95,Daten!K$79:K$95))*$E78*0.9*$I78\n*$AY78)","v":{"v":0,"d":"0.00"}},{"$f":"(IF($O78=\"\",0,_xlfn.XLOOKUP($O78,Daten!$A$79:$A$95,Daten!L$79:L$95))*$E78*0.9*$I78\n*$AY78)","v":{"v":0,"d":"0.00"}},{"$f":"(IF($O78=\"\",0,_xlfn.XLOOKUP($O78,Daten!$A$79:$A$95,Daten!M$79:M$95))*$E78*0.9*$I78\n*$AY78)","v":{"v":0,"d":"0.00"}},{"v":0,"d":"0.00"},{"$f":"IFERROR(_xlfn.XLOOKUP(K78,Daten!$C$109:$C$116,_xlfn.XLOOKUP(O78,Daten!$E$108:$U$108,Daten!$E$109:$U$116)),1)","v":{"v":1,"d":"1.00"}},{"$f":"IFERROR(IF(O78=\"H\",1,_xlfn.XLOOKUP(L78,Daten!$C$127:$C$132,_xlfn.XLOOKUP(O78,Daten!$E$126:$U$126,Daten!$E$127:$U$132))),1)","v":{"v":1,"d":"1.00"}},{"$f":"IFERROR(IF(O78=\"H\",1,_xlfn.XLOOKUP(M78,Daten!$C$143:$C$148,_xlfn.XLOOKUP(O78,Daten!$E$142:$U$142,Daten!$E$143:$U$148))),1)","v":{"v":1,"d":"1.00"}},{"$f":"IFERROR(IF(O78=\"H\",1,_xlfn.XLOOKUP(N78,Daten!$C$143:$C$148,_xlfn.XLOOKUP(O78,Daten!$E$142:$U$142,Daten!$E$143:$U$148))),1)","v":{"v":1,"d":"1.00"}},{"v":1,"d":"1.00"}]
[]
[null,null,"1.3.1 Fotos, Beschreibungen und Bemerkungen"]
[null,null,"Freitext. "]
[]
[null,null,"1.4 Türen"]
[{"$nulls":19},0,{"$f":"IF($D84=\"\",0,(_xlfn.XLOOKUP($D84,Daten!$A$152:$A$154,_xlfn.XLOOKUP(U$6,Daten!$B$151:$M$151,Daten!$B$152:$M$154))\n+IF($G84>_xlfn.XLOOKUP($D84,GI!$C$77:$G$77,GI!$C$80:$G$80),($G84-_xlfn.XLOOKUP($D84,GI!$C$77:$G$77,GI!$C$80:$G$80))/4,0))\n*_xlfn.XLOOKUP(U$6,Daten!$B$151:$M$151,Daten!$B$150:$M$150)*$T84*24/1000)","v":0},{"$f":"IF($D84=\"\",0,(_xlfn.XLOOKUP($D84,Daten!$A$152:$A$154,_xlfn.XLOOKUP(V$6,Daten!$B$151:$M$151,Daten!$B$152:$M$154))\n+IF($G84>_xlfn.XLOOKUP($D84,GI!$C$77:$G$77,GI!$C$80:$G$80),($G84-_xlfn.XLOOKUP($D84,GI!$C$77:$G$77,GI!$C$80:$G$80))/4,0))\n*_xlfn.XLOOKUP(V$6,Daten!$B$151:$M$151,Daten!$B$150:$M$150)*$T84*24/1000)","v":0},{"$f":"IF($D84=\"\",0,(_xlfn.XLOOKUP($D84,Daten!$A$152:$A$154,_xlfn.XLOOKUP(W$6,Daten!$B$151:$M$151,Daten!$B$152:$M$154))\n+IF($G84>_xlfn.XLOOKUP($D84,GI!$C$77:$G$77,GI!$C$80:$G$80),($G84-_xlfn.XLOOKUP($D84,GI!$C$77:$G$77,GI!$C$80:$G$80))/4,0))\n*_xlfn.XLOOKUP(W$6,Daten!$B$151:$M$151,Daten!$B$150:$M$150)*$T84*24/1000)","v":0},{"$f":"IF($D84=\"\",0,(_xlfn.XLOOKUP($D84,Daten!$A$152:$A$154,_xlfn.XLOOKUP(X$6,Daten!$B$151:$M$151,Daten!$B$152:$M$154))\n+IF($G84>_xlfn.XLOOKUP($D84,GI!$C$77:$G$77,GI!$C$80:$G$80),($G84-_xlfn.XLOOKUP($D84,GI!$C$77:$G$77,GI!$C$80:$G$80))/4,0))\n*_xlfn.XLOOKUP(X$6,Daten!$B$151:$M$151,Daten!$B$150:$M$150)*$T84*24/1000)","v":0},{"$f":"IF($D84=\"\",0,(_xlfn.XLOOKUP($D84,Daten!$A$152:$A$154,_xlfn.XLOOKUP(Y$6,Daten!$B$151:$M$151,Daten!$B$152:$M$154))\n+IF($G84>_xlfn.XLOOKUP($D84,GI!$C$77:$G$77,GI!$C$80:$G$80),($G84-_xlfn.XLOOKUP($D84,GI!$C$77:$G$77,GI!$C$80:$G$80))/4,0))\n*_xlfn.XLOOKUP(Y$6,Daten!$B$151:$M$151,Daten!$B$150:$M$150)*$T84*24/1000)","v":0},{"$f":"IF($D84=\"\",0,(_xlfn.XLOOKUP($D84,Daten!$A$152:$A$154,_xlfn.XLOOKUP(Z$6,Daten!$B$151:$M$151,Daten!$B$152:$M$154))\n+IF($G84>_xlfn.XLOOKUP($D84,GI!$C$77:$G$77,GI!$C$80:$G$80),($G84-_xlfn.XLOOKUP($D84,GI!$C$77:$G$77,GI!$C$80:$G$80))/4,0))\n*_xlfn.XLOOKUP(Z$6,Daten!$B$151:$M$151,Daten!$B$150:$M$150)*$T84*24/1000)","v":0},{"$f":"IF($D84=\"\",0,(_xlfn.XLOOKUP($D84,Daten!$A$152:$A$154,_xlfn.XLOOKUP(AA$6,Daten!$B$151:$M$151,Daten!$B$152:$M$154))\n+IF($G84>_xlfn.XLOOKUP($D84,GI!$C$77:$G$77,GI!$C$80:$G$80),($G84-_xlfn.XLOOKUP($D84,GI!$C$77:$G$77,GI!$C$80:$G$80))/4,0))\n*_xlfn.XLOOKUP(AA$6,Daten!$B$151:$M$151,Daten!$B$150:$M$150)*$T84*24/1000)","v":0},{"$f":"IF($D84=\"\",0,(_xlfn.XLOOKUP($D84,Daten!$A$152:$A$154,_xlfn.XLOOKUP(AB$6,Daten!$B$151:$M$151,Daten!$B$152:$M$154))\n+IF($G84>_xlfn.XLOOKUP($D84,GI!$C$77:$G$77,GI!$C$80:$G$80),($G84-_xlfn.XLOOKUP($D84,GI!$C$77:$G$77,GI!$C$80:$G$80))/4,0))\n*_xlfn.XLOOKUP(AB$6,Daten!$B$151:$M$151,Daten!$B$150:$M$150)*$T84*24/1000)","v":0},{"$f":"IF($D84=\"\",0,(_xlfn.XLOOKUP($D84,Daten!$A$152:$A$154,_xlfn.XLOOKUP(AC$6,Daten!$B$151:$M$151,Daten!$B$152:$M$154))\n+IF($G84>_xlfn.XLOOKUP($D84,GI!$C$77:$G$77,GI!$C$80:$G$80),($G84-_xlfn.XLOOKUP($D84,GI!$C$77:$G$77,GI!$C$80:$G$80))/4,0))\n*_xlfn.XLOOKUP(AC$6,Daten!$B$151:$M$151,Daten!$B$150:$M$150)*$T84*24/1000)","v":0},{"$f":"IF($D84=\"\",0,(_xlfn.XLOOKUP($D84,Daten!$A$152:$A$154,_xlfn.XLOOKUP(AD$6,Daten!$B$151:$M$151,Daten!$B$152:$M$154))\n+IF($G84>_xlfn.XLOOKUP($D84,GI!$C$77:$G$77,GI!$C$80:$G$80),($G84-_xlfn.XLOOKUP($D84,GI!$C$77:$G$77,GI!$C$80:$G$80))/4,0))\n*_xlfn.XLOOKUP(AD$6,Daten!$B$151:$M$151,Daten!$B$150:$M$150)*$T84*24/1000)","v":0},{"$f":"IF($D84=\"\",0,(_xlfn.XLOOKUP($D84,Daten!$A$152:$A$154,_xlfn.XLOOKUP(AE$6,Daten!$B$151:$M$151,Daten!$B$152:$M$154))\n+IF($G84>_xlfn.XLOOKUP($D84,GI!$C$77:$G$77,GI!$C$80:$G$80),($G84-_xlfn.XLOOKUP($D84,GI!$C$77:$G$77,GI!$C$80:$G$80))/4,0))\n*_xlfn.XLOOKUP(AE$6,Daten!$B$151:$M$151,Daten!$B$150:$M$150)*$T84*24/1000)","v":0},{"$f":"IF($D84=\"\",0,(_xlfn.XLOOKUP($D84,Daten!$A$152:$A$154,_xlfn.XLOOKUP(AF$6,Daten!$B$151:$M$151,Daten!$B$152:$M$154))\n+IF($G84>_xlfn.XLOOKUP($D84,GI!$C$77:$G$77,GI!$C$80:$G$80),($G84-_xlfn.XLOOKUP($D84,GI!$C$77:$G$77,GI!$C$80:$G$80))/4,0))\n*_xlfn.XLOOKUP(AF$6,Daten!$B$151:$M$151,Daten!$B$150:$M$150)*$T84*24/1000)","v":0},{"$f":"SUM(U84:AF84)","v":0}]
[{"$nulls":19},0,{"$f":"IF($D85=\"\",0,(_xlfn.XLOOKUP($D85,Daten!$A$152:$A$154,_xlfn.XLOOKUP(U$6,Daten!$B$151:$M$151,Daten!$B$152:$M$154))\n+IF($G85>_xlfn.XLOOKUP($D85,GI!$C$77:$G$77,GI!$C$80:$G$80),($G85-_xlfn.XLOOKUP($D85,GI!$C$77:$G$77,GI!$C$80:$G$80))/4,0))\n*_xlfn.XLOOKUP(U$6,Daten!$B$151:$M$151,Daten!$B$150:$M$150)*$T85*24/1000)","v":0},{"$f":"IF($D85=\"\",0,(_xlfn.XLOOKUP($D85,Daten!$A$152:$A$154,_xlfn.XLOOKUP(V$6,Daten!$B$151:$M$151,Daten!$B$152:$M$154))\n+IF($G85>_xlfn.XLOOKUP($D85,GI!$C$77:$G$77,GI!$C$80:$G$80),($G85-_xlfn.XLOOKUP($D85,GI!$C$77:$G$77,GI!$C$80:$G$80))/4,0))\n*_xlfn.XLOOKUP(V$6,Daten!$B$151:$M$151,Daten!$B$150:$M$150)*$T85*24/1000)","v":0},{"$f":"IF($D85=\"\",0,(_xlfn.XLOOKUP($D85,Daten!$A$152:$A$154,_xlfn.XLOOKUP(W$6,Daten!$B$151:$M$151,Daten!$B$152:$M$154))\n+IF($G85>_xlfn.XLOOKUP($D85,GI!$C$77:$G$77,GI!$C$80:$G$80),($G85-_xlfn.XLOOKUP($D85,GI!$C$77:$G$77,GI!$C$80:$G$80))/4,0))\n*_xlfn.XLOOKUP(W$6,Daten!$B$151:$M$151,Daten!$B$150:$M$150)*$T85*24/1000)","v":0},{"$f":"IF($D85=\"\",0,(_xlfn.XLOOKUP($D85,Daten!$A$152:$A$154,_xlfn.XLOOKUP(X$6,Daten!$B$151:$M$151,Daten!$B$152:$M$154))\n+IF($G85>_xlfn.XLOOKUP($D85,GI!$C$77:$G$77,GI!$C$80:$G$80),($G85-_xlfn.XLOOKUP($D85,GI!$C$77:$G$77,GI!$C$80:$G$80))/4,0))\n*_xlfn.XLOOKUP(X$6,Daten!$B$151:$M$151,Daten!$B$150:$M$150)*$T85*24/1000)","v":0},{"$f":"IF($D85=\"\",0,(_xlfn.XLOOKUP($D85,Daten!$A$152:$A$154,_xlfn.XLOOKUP(Y$6,Daten!$B$151:$M$151,Daten!$B$152:$M$154))\n+IF($G85>_xlfn.XLOOKUP($D85,GI!$C$77:$G$77,GI!$C$80:$G$80),($G85-_xlfn.XLOOKUP($D85,GI!$C$77:$G$77,GI!$C$80:$G$80))/4,0))\n*_xlfn.XLOOKUP(Y$6,Daten!$B$151:$M$151,Daten!$B$150:$M$150)*$T85*24/1000)","v":0},{"$f":"IF($D85=\"\",0,(_xlfn.XLOOKUP($D85,Daten!$A$152:$A$154,_xlfn.XLOOKUP(Z$6,Daten!$B$151:$M$151,Daten!$B$152:$M$154))\n+IF($G85>_xlfn.XLOOKUP($D85,GI!$C$77:$G$77,GI!$C$80:$G$80),($G85-_xlfn.XLOOKUP($D85,GI!$C$77:$G$77,GI!$C$80:$G$80))/4,0))\n*_xlfn.XLOOKUP(Z$6,Daten!$B$151:$M$151,Daten!$B$150:$M$150)*$T85*24/1000)","v":0},{"$f":"IF($D85=\"\",0,(_xlfn.XLOOKUP($D85,Daten!$A$152:$A$154,_xlfn.XLOOKUP(AA$6,Daten!$B$151:$M$151,Daten!$B$152:$M$154))\n+IF($G85>_xlfn.XLOOKUP($D85,GI!$C$77:$G$77,GI!$C$80:$G$80),($G85-_xlfn.XLOOKUP($D85,GI!$C$77:$G$77,GI!$C$80:$G$80))/4,0))\n*_xlfn.XLOOKUP(AA$6,Daten!$B$151:$M$151,Daten!$B$150:$M$150)*$T85*24/1000)","v":0},{"$f":"IF($D85=\"\",0,(_xlfn.XLOOKUP($D85,Daten!$A$152:$A$154,_xlfn.XLOOKUP(AB$6,Daten!$B$151:$M$151,Daten!$B$152:$M$154))\n+IF($G85>_xlfn.XLOOKUP($D85,GI!$C$77:$G$77,GI!$C$80:$G$80),($G85-_xlfn.XLOOKUP($D85,GI!$C$77:$G$77,GI!$C$80:$G$80))/4,0))\n*_xlfn.XLOOKUP(AB$6,Daten!$B$151:$M$151,Daten!$B$150:$M$150)*$T85*24/1000)","v":0},{"$f":"IF($D85=\"\",0,(_xlfn.XLOOKUP($D85,Daten!$A$152:$A$154,_xlfn.XLOOKUP(AC$6,Daten!$B$151:$M$151,Daten!$B$152:$M$154))\n+IF($G85>_xlfn.XLOOKUP($D85,GI!$C$77:$G$77,GI!$C$80:$G$80),($G85-_xlfn.XLOOKUP($D85,GI!$C$77:$G$77,GI!$C$80:$G$80))/4,0))\n*_xlfn.XLOOKUP(AC$6,Daten!$B$151:$M$151,Daten!$B$150:$M$150)*$T85*24/1000)","v":0},{"$f":"IF($D85=\"\",0,(_xlfn.XLOOKUP($D85,Daten!$A$152:$A$154,_xlfn.XLOOKUP(AD$6,Daten!$B$151:$M$151,Daten!$B$152:$M$154))\n+IF($G85>_xlfn.XLOOKUP($D85,GI!$C$77:$G$77,GI!$C$80:$G$80),($G85-_xlfn.XLOOKUP($D85,GI!$C$77:$G$77,GI!$C$80:$G$80))/4,0))\n*_xlfn.XLOOKUP(AD$6,Daten!$B$151:$M$151,Daten!$B$150:$M$150)*$T85*24/1000)","v":0},{"$f":"IF($D85=\"\",0,(_xlfn.XLOOKUP($D85,Daten!$A$152:$A$154,_xlfn.XLOOKUP(AE$6,Daten!$B$151:$M$151,Daten!$B$152:$M$154))\n+IF($G85>_xlfn.XLOOKUP($D85,GI!$C$77:$G$77,GI!$C$80:$G$80),($G85-_xlfn.XLOOKUP($D85,GI!$C$77:$G$77,GI!$C$80:$G$80))/4,0))\n*_xlfn.XLOOKUP(AE$6,Daten!$B$151:$M$151,Daten!$B$150:$M$150)*$T85*24/1000)","v":0},{"$f":"IF($D85=\"\",0,(_xlfn.XLOOKUP($D85,Daten!$A$152:$A$154,_xlfn.XLOOKUP(AF$6,Daten!$B$151:$M$151,Daten!$B$152:$M$154))\n+IF($G85>_xlfn.XLOOKUP($D85,GI!$C$77:$G$77,GI!$C$80:$G$80),($G85-_xlfn.XLOOKUP($D85,GI!$C$77:$G$77,GI!$C$80:$G$80))/4,0))\n*_xlfn.XLOOKUP(AF$6,Daten!$B$151:$M$151,Daten!$B$150:$M$150)*$T85*24/1000)","v":0},0]
[{"$nulls":19},0,{"$f":"IF($D86=\"\",0,(_xlfn.XLOOKUP($D86,Daten!$A$152:$A$154,_xlfn.XLOOKUP(U$6,Daten!$B$151:$M$151,Daten!$B$152:$M$154))\n+IF($G86>_xlfn.XLOOKUP($D86,GI!$C$77:$G$77,GI!$C$80:$G$80),($G86-_xlfn.XLOOKUP($D86,GI!$C$77:$G$77,GI!$C$80:$G$80))/4,0))\n*_xlfn.XLOOKUP(U$6,Daten!$B$151:$M$151,Daten!$B$150:$M$150)*$T86*24/1000)","v":0},{"$f":"IF($D86=\"\",0,(_xlfn.XLOOKUP($D86,Daten!$A$152:$A$154,_xlfn.XLOOKUP(V$6,Daten!$B$151:$M$151,Daten!$B$152:$M$154))\n+IF($G86>_xlfn.XLOOKUP($D86,GI!$C$77:$G$77,GI!$C$80:$G$80),($G86-_xlfn.XLOOKUP($D86,GI!$C$77:$G$77,GI!$C$80:$G$80))/4,0))\n*_xlfn.XLOOKUP(V$6,Daten!$B$151:$M$151,Daten!$B$150:$M$150)*$T86*24/1000)","v":0},{"$f":"IF($D86=\"\",0,(_xlfn.XLOOKUP($D86,Daten!$A$152:$A$154,_xlfn.XLOOKUP(W$6,Daten!$B$151:$M$151,Daten!$B$152:$M$154))\n+IF($G86>_xlfn.XLOOKUP($D86,GI!$C$77:$G$77,GI!$C$80:$G$80),($G86-_xlfn.XLOOKUP($D86,GI!$C$77:$G$77,GI!$C$80:$G$80))/4,0))\n*_xlfn.XLOOKUP(W$6,Daten!$B$151:$M$151,Daten!$B$150:$M$150)*$T86*24/1000)","v":0},{"$f":"IF($D86=\"\",0,(_xlfn.XLOOKUP($D86,Daten!$A$152:$A$154,_xlfn.XLOOKUP(X$6,Daten!$B$151:$M$151,Daten!$B$152:$M$154))\n+IF($G86>_xlfn.XLOOKUP($D86,GI!$C$77:$G$77,GI!$C$80:$G$80),($G86-_xlfn.XLOOKUP($D86,GI!$C$77:$G$77,GI!$C$80:$G$80))/4,0))\n*_xlfn.XLOOKUP(X$6,Daten!$B$151:$M$151,Daten!$B$150:$M$150)*$T86*24/1000)","v":0},{"$f":"IF($D86=\"\",0,(_xlfn.XLOOKUP($D86,Daten!$A$152:$A$154,_xlfn.XLOOKUP(Y$6,Daten!$B$151:$M$151,Daten!$B$152:$M$154))\n+IF($G86>_xlfn.XLOOKUP($D86,GI!$C$77:$G$77,GI!$C$80:$G$80),($G86-_xlfn.XLOOKUP($D86,GI!$C$77:$G$77,GI!$C$80:$G$80))/4,0))\n*_xlfn.XLOOKUP(Y$6,Daten!$B$151:$M$151,Daten!$B$150:$M$150)*$T86*24/1000)","v":0},{"$f":"IF($D86=\"\",0,(_xlfn.XLOOKUP($D86,Daten!$A$152:$A$154,_xlfn.XLOOKUP(Z$6,Daten!$B$151:$M$151,Daten!$B$152:$M$154))\n+IF($G86>_xlfn.XLOOKUP($D86,GI!$C$77:$G$77,GI!$C$80:$G$80),($G86-_xlfn.XLOOKUP($D86,GI!$C$77:$G$77,GI!$C$80:$G$80))/4,0))\n*_xlfn.XLOOKUP(Z$6,Daten!$B$151:$M$151,Daten!$B$150:$M$150)*$T86*24/1000)","v":0},{"$f":"IF($D86=\"\",0,(_xlfn.XLOOKUP($D86,Daten!$A$152:$A$154,_xlfn.XLOOKUP(AA$6,Daten!$B$151:$M$151,Daten!$B$152:$M$154))\n+IF($G86>_xlfn.XLOOKUP($D86,GI!$C$77:$G$77,GI!$C$80:$G$80),($G86-_xlfn.XLOOKUP($D86,GI!$C$77:$G$77,GI!$C$80:$G$80))/4,0))\n*_xlfn.XLOOKUP(AA$6,Daten!$B$151:$M$151,Daten!$B$150:$M$150)*$T86*24/1000)","v":0},{"$f":"IF($D86=\"\",0,(_xlfn.XLOOKUP($D86,Daten!$A$152:$A$154,_xlfn.XLOOKUP(AB$6,Daten!$B$151:$M$151,Daten!$B$152:$M$154))\n+IF($G86>_xlfn.XLOOKUP($D86,GI!$C$77:$G$77,GI!$C$80:$G$80),($G86-_xlfn.XLOOKUP($D86,GI!$C$77:$G$77,GI!$C$80:$G$80))/4,0))\n*_xlfn.XLOOKUP(AB$6,Daten!$B$151:$M$151,Daten!$B$150:$M$150)*$T86*24/1000)","v":0},{"$f":"IF($D86=\"\",0,(_xlfn.XLOOKUP($D86,Daten!$A$152:$A$154,_xlfn.XLOOKUP(AC$6,Daten!$B$151:$M$151,Daten!$B$152:$M$154))\n+IF($G86>_xlfn.XLOOKUP($D86,GI!$C$77:$G$77,GI!$C$80:$G$80),($G86-_xlfn.XLOOKUP($D86,GI!$C$77:$G$77,GI!$C$80:$G$80))/4,0))\n*_xlfn.XLOOKUP(AC$6,Daten!$B$151:$M$151,Daten!$B$150:$M$150)*$T86*24/1000)","v":0},{"$f":"IF($D86=\"\",0,(_xlfn.XLOOKUP($D86,Daten!$A$152:$A$154,_xlfn.XLOOKUP(AD$6,Daten!$B$151:$M$151,Daten!$B$152:$M$154))\n+IF($G86>_xlfn.XLOOKUP($D86,GI!$C$77:$G$77,GI!$C$80:$G$80),($G86-_xlfn.XLOOKUP($D86,GI!$C$77:$G$77,GI!$C$80:$G$80))/4,0))\n*_xlfn.XLOOKUP(AD$6,Daten!$B$151:$M$151,Daten!$B$150:$M$150)*$T86*24/1000)","v":0},{"$f":"IF($D86=\"\",0,(_xlfn.XLOOKUP($D86,Daten!$A$152:$A$154,_xlfn.XLOOKUP(AE$6,Daten!$B$151:$M$151,Daten!$B$152:$M$154))\n+IF($G86>_xlfn.XLOOKUP($D86,GI!$C$77:$G$77,GI!$C$80:$G$80),($G86-_xlfn.XLOOKUP($D86,GI!$C$77:$G$77,GI!$C$80:$G$80))/4,0))\n*_xlfn.XLOOKUP(AE$6,Daten!$B$151:$M$151,Daten!$B$150:$M$150)*$T86*24/1000)","v":0},{"$f":"IF($D86=\"\",0,(_xlfn.XLOOKUP($D86,Daten!$A$152:$A$154,_xlfn.XLOOKUP(AF$6,Daten!$B$151:$M$151,Daten!$B$152:$M$154))\n+IF($G86>_xlfn.XLOOKUP($D86,GI!$C$77:$G$77,GI!$C$80:$G$80),($G86-_xlfn.XLOOKUP($D86,GI!$C$77:$G$77,GI!$C$80:$G$80))/4,0))\n*_xlfn.XLOOKUP(AF$6,Daten!$B$151:$M$151,Daten!$B$150:$M$150)*$T86*24/1000)","v":0},0]
[{"$nulls":19},0,{"$f":"IF($D87=\"\",0,(_xlfn.XLOOKUP($D87,Daten!$A$152:$A$154,_xlfn.XLOOKUP(U$6,Daten!$B$151:$M$151,Daten!$B$152:$M$154))\n+IF($G87>_xlfn.XLOOKUP($D87,GI!$C$77:$G$77,GI!$C$80:$G$80),($G87-_xlfn.XLOOKUP($D87,GI!$C$77:$G$77,GI!$C$80:$G$80))/4,0))\n*_xlfn.XLOOKUP(U$6,Daten!$B$151:$M$151,Daten!$B$150:$M$150)*$T87*24/1000)","v":0},{"$f":"IF($D87=\"\",0,(_xlfn.XLOOKUP($D87,Daten!$A$152:$A$154,_xlfn.XLOOKUP(V$6,Daten!$B$151:$M$151,Daten!$B$152:$M$154))\n+IF($G87>_xlfn.XLOOKUP($D87,GI!$C$77:$G$77,GI!$C$80:$G$80),($G87-_xlfn.XLOOKUP($D87,GI!$C$77:$G$77,GI!$C$80:$G$80))/4,0))\n*_xlfn.XLOOKUP(V$6,Daten!$B$151:$M$151,Daten!$B$150:$M$150)*$T87*24/1000)","v":0},{"$f":"IF($D87=\"\",0,(_xlfn.XLOOKUP($D87,Daten!$A$152:$A$154,_xlfn.XLOOKUP(W$6,Daten!$B$151:$M$151,Daten!$B$152:$M$154))\n+IF($G87>_xlfn.XLOOKUP($D87,GI!$C$77:$G$77,GI!$C$80:$G$80),($G87-_xlfn.XLOOKUP($D87,GI!$C$77:$G$77,GI!$C$80:$G$80))/4,0))\n*_xlfn.XLOOKUP(W$6,Daten!$B$151:$M$151,Daten!$B$150:$M$150)*$T87*24/1000)","v":0},{"$f":"IF($D87=\"\",0,(_xlfn.XLOOKUP($D87,Daten!$A$152:$A$154,_xlfn.XLOOKUP(X$6,Daten!$B$151:$M$151,Daten!$B$152:$M$154))\n+IF($G87>_xlfn.XLOOKUP($D87,GI!$C$77:$G$77,GI!$C$80:$G$80),($G87-_xlfn.XLOOKUP($D87,GI!$C$77:$G$77,GI!$C$80:$G$80))/4,0))\n*_xlfn.XLOOKUP(X$6,Daten!$B$151:$M$151,Daten!$B$150:$M$150)*$T87*24/1000)","v":0},{"$f":"IF($D87=\"\",0,(_xlfn.XLOOKUP($D87,Daten!$A$152:$A$154,_xlfn.XLOOKUP(Y$6,Daten!$B$151:$M$151,Daten!$B$152:$M$154))\n+IF($G87>_xlfn.XLOOKUP($D87,GI!$C$77:$G$77,GI!$C$80:$G$80),($G87-_xlfn.XLOOKUP($D87,GI!$C$77:$G$77,GI!$C$80:$G$80))/4,0))\n*_xlfn.XLOOKUP(Y$6,Daten!$B$151:$M$151,Daten!$B$150:$M$150)*$T87*24/1000)","v":0},{"$f":"IF($D87=\"\",0,(_xlfn.XLOOKUP($D87,Daten!$A$152:$A$154,_xlfn.XLOOKUP(Z$6,Daten!$B$151:$M$151,Daten!$B$152:$M$154))\n+IF($G87>_xlfn.XLOOKUP($D87,GI!$C$77:$G$77,GI!$C$80:$G$80),($G87-_xlfn.XLOOKUP($D87,GI!$C$77:$G$77,GI!$C$80:$G$80))/4,0))\n*_xlfn.XLOOKUP(Z$6,Daten!$B$151:$M$151,Daten!$B$150:$M$150)*$T87*24/1000)","v":0},{"$f":"IF($D87=\"\",0,(_xlfn.XLOOKUP($D87,Daten!$A$152:$A$154,_xlfn.XLOOKUP(AA$6,Daten!$B$151:$M$151,Daten!$B$152:$M$154))\n+IF($G87>_xlfn.XLOOKUP($D87,GI!$C$77:$G$77,GI!$C$80:$G$80),($G87-_xlfn.XLOOKUP($D87,GI!$C$77:$G$77,GI!$C$80:$G$80))/4,0))\n*_xlfn.XLOOKUP(AA$6,Daten!$B$151:$M$151,Daten!$B$150:$M$150)*$T87*24/1000)","v":0},{"$f":"IF($D87=\"\",0,(_xlfn.XLOOKUP($D87,Daten!$A$152:$A$154,_xlfn.XLOOKUP(AB$6,Daten!$B$151:$M$151,Daten!$B$152:$M$154))\n+IF($G87>_xlfn.XLOOKUP($D87,GI!$C$77:$G$77,GI!$C$80:$G$80),($G87-_xlfn.XLOOKUP($D87,GI!$C$77:$G$77,GI!$C$80:$G$80))/4,0))\n*_xlfn.XLOOKUP(AB$6,Daten!$B$151:$M$151,Daten!$B$150:$M$150)*$T87*24/1000)","v":0},{"$f":"IF($D87=\"\",0,(_xlfn.XLOOKUP($D87,Daten!$A$152:$A$154,_xlfn.XLOOKUP(AC$6,Daten!$B$151:$M$151,Daten!$B$152:$M$154))\n+IF($G87>_xlfn.XLOOKUP($D87,GI!$C$77:$G$77,GI!$C$80:$G$80),($G87-_xlfn.XLOOKUP($D87,GI!$C$77:$G$77,GI!$C$80:$G$80))/4,0))\n*_xlfn.XLOOKUP(AC$6,Daten!$B$151:$M$151,Daten!$B$150:$M$150)*$T87*24/1000)","v":0},{"$f":"IF($D87=\"\",0,(_xlfn.XLOOKUP($D87,Daten!$A$152:$A$154,_xlfn.XLOOKUP(AD$6,Daten!$B$151:$M$151,Daten!$B$152:$M$154))\n+IF($G87>_xlfn.XLOOKUP($D87,GI!$C$77:$G$77,GI!$C$80:$G$80),($G87-_xlfn.XLOOKUP($D87,GI!$C$77:$G$77,GI!$C$80:$G$80))/4,0))\n*_xlfn.XLOOKUP(AD$6,Daten!$B$151:$M$151,Daten!$B$150:$M$150)*$T87*24/1000)","v":0},{"$f":"IF($D87=\"\",0,(_xlfn.XLOOKUP($D87,Daten!$A$152:$A$154,_xlfn.XLOOKUP(AE$6,Daten!$B$151:$M$151,Daten!$B$152:$M$154))\n+IF($G87>_xlfn.XLOOKUP($D87,GI!$C$77:$G$77,GI!$C$80:$G$80),($G87-_xlfn.XLOOKUP($D87,GI!$C$77:$G$77,GI!$C$80:$G$80))/4,0))\n*_xlfn.XLOOKUP(AE$6,Daten!$B$151:$M$151,Daten!$B$150:$M$150)*$T87*24/1000)","v":0},{"$f":"IF($D87=\"\",0,(_xlfn.XLOOKUP($D87,Daten!$A$152:$A$154,_xlfn.XLOOKUP(AF$6,Daten!$B$151:$M$151,Daten!$B$152:$M$154))\n+IF($G87>_xlfn.XLOOKUP($D87,GI!$C$77:$G$77,GI!$C$80:$G$80),($G87-_xlfn.XLOOKUP($D87,GI!$C$77:$G$77,GI!$C$80:$G$80))/4,0))\n*_xlfn.XLOOKUP(AF$6,Daten!$B$151:$M$151,Daten!$B$150:$M$150)*$T87*24/1000)","v":0},0]
[{"$nulls":19},0,{"$f":"IF($D88=\"\",0,(_xlfn.XLOOKUP($D88,Daten!$A$152:$A$154,_xlfn.XLOOKUP(U$6,Daten!$B$151:$M$151,Daten!$B$152:$M$154))\n+IF($G88>_xlfn.XLOOKUP($D88,GI!$C$77:$G$77,GI!$C$80:$G$80),($G88-_xlfn.XLOOKUP($D88,GI!$C$77:$G$77,GI!$C$80:$G$80))/4,0))\n*_xlfn.XLOOKUP(U$6,Daten!$B$151:$M$151,Daten!$B$150:$M$150)*$T88*24/1000)","v":0},{"$f":"IF($D88=\"\",0,(_xlfn.XLOOKUP($D88,Daten!$A$152:$A$154,_xlfn.XLOOKUP(V$6,Daten!$B$151:$M$151,Daten!$B$152:$M$154))\n+IF($G88>_xlfn.XLOOKUP($D88,GI!$C$77:$G$77,GI!$C$80:$G$80),($G88-_xlfn.XLOOKUP($D88,GI!$C$77:$G$77,GI!$C$80:$G$80))/4,0))\n*_xlfn.XLOOKUP(V$6,Daten!$B$151:$M$151,Daten!$B$150:$M$150)*$T88*24/1000)","v":0},{"$f":"IF($D88=\"\",0,(_xlfn.XLOOKUP($D88,Daten!$A$152:$A$154,_xlfn.XLOOKUP(W$6,Daten!$B$151:$M$151,Daten!$B$152:$M$154))\n+IF($G88>_xlfn.XLOOKUP($D88,GI!$C$77:$G$77,GI!$C$80:$G$80),($G88-_xlfn.XLOOKUP($D88,GI!$C$77:$G$77,GI!$C$80:$G$80))/4,0))\n*_xlfn.XLOOKUP(W$6,Daten!$B$151:$M$151,Daten!$B$150:$M$150)*$T88*24/1000)","v":0},{"$f":"IF($D88=\"\",0,(_xlfn.XLOOKUP($D88,Daten!$A$152:$A$154,_xlfn.XLOOKUP(X$6,Daten!$B$151:$M$151,Daten!$B$152:$M$154))\n+IF($G88>_xlfn.XLOOKUP($D88,GI!$C$77:$G$77,GI!$C$80:$G$80),($G88-_xlfn.XLOOKUP($D88,GI!$C$77:$G$77,GI!$C$80:$G$80))/4,0))\n*_xlfn.XLOOKUP(X$6,Daten!$B$151:$M$151,Daten!$B$150:$M$150)*$T88*24/1000)","v":0},{"$f":"IF($D88=\"\",0,(_xlfn.XLOOKUP($D88,Daten!$A$152:$A$154,_xlfn.XLOOKUP(Y$6,Daten!$B$151:$M$151,Daten!$B$152:$M$154))\n+IF($G88>_xlfn.XLOOKUP($D88,GI!$C$77:$G$77,GI!$C$80:$G$80),($G88-_xlfn.XLOOKUP($D88,GI!$C$77:$G$77,GI!$C$80:$G$80))/4,0))\n*_xlfn.XLOOKUP(Y$6,Daten!$B$151:$M$151,Daten!$B$150:$M$150)*$T88*24/1000)","v":0},{"$f":"IF($D88=\"\",0,(_xlfn.XLOOKUP($D88,Daten!$A$152:$A$154,_xlfn.XLOOKUP(Z$6,Daten!$B$151:$M$151,Daten!$B$152:$M$154))\n+IF($G88>_xlfn.XLOOKUP($D88,GI!$C$77:$G$77,GI!$C$80:$G$80),($G88-_xlfn.XLOOKUP($D88,GI!$C$77:$G$77,GI!$C$80:$G$80))/4,0))\n*_xlfn.XLOOKUP(Z$6,Daten!$B$151:$M$151,Daten!$B$150:$M$150)*$T88*24/1000)","v":0},{"$f":"IF($D88=\"\",0,(_xlfn.XLOOKUP($D88,Daten!$A$152:$A$154,_xlfn.XLOOKUP(AA$6,Daten!$B$151:$M$151,Daten!$B$152:$M$154))\n+IF($G88>_xlfn.XLOOKUP($D88,GI!$C$77:$G$77,GI!$C$80:$G$80),($G88-_xlfn.XLOOKUP($D88,GI!$C$77:$G$77,GI!$C$80:$G$80))/4,0))\n*_xlfn.XLOOKUP(AA$6,Daten!$B$151:$M$151,Daten!$B$150:$M$150)*$T88*24/1000)","v":0},{"$f":"IF($D88=\"\",0,(_xlfn.XLOOKUP($D88,Daten!$A$152:$A$154,_xlfn.XLOOKUP(AB$6,Daten!$B$151:$M$151,Daten!$B$152:$M$154))\n+IF($G88>_xlfn.XLOOKUP($D88,GI!$C$77:$G$77,GI!$C$80:$G$80),($G88-_xlfn.XLOOKUP($D88,GI!$C$77:$G$77,GI!$C$80:$G$80))/4,0))\n*_xlfn.XLOOKUP(AB$6,Daten!$B$151:$M$151,Daten!$B$150:$M$150)*$T88*24/1000)","v":0},{"$f":"IF($D88=\"\",0,(_xlfn.XLOOKUP($D88,Daten!$A$152:$A$154,_xlfn.XLOOKUP(AC$6,Daten!$B$151:$M$151,Daten!$B$152:$M$154))\n+IF($G88>_xlfn.XLOOKUP($D88,GI!$C$77:$G$77,GI!$C$80:$G$80),($G88-_xlfn.XLOOKUP($D88,GI!$C$77:$G$77,GI!$C$80:$G$80))/4,0))\n*_xlfn.XLOOKUP(AC$6,Daten!$B$151:$M$151,Daten!$B$150:$M$150)*$T88*24/1000)","v":0},{"$f":"IF($D88=\"\",0,(_xlfn.XLOOKUP($D88,Daten!$A$152:$A$154,_xlfn.XLOOKUP(AD$6,Daten!$B$151:$M$151,Daten!$B$152:$M$154))\n+IF($G88>_xlfn.XLOOKUP($D88,GI!$C$77:$G$77,GI!$C$80:$G$80),($G88-_xlfn.XLOOKUP($D88,GI!$C$77:$G$77,GI!$C$80:$G$80))/4,0))\n*_xlfn.XLOOKUP(AD$6,Daten!$B$151:$M$151,Daten!$B$150:$M$150)*$T88*24/1000)","v":0},{"$f":"IF($D88=\"\",0,(_xlfn.XLOOKUP($D88,Daten!$A$152:$A$154,_xlfn.XLOOKUP(AE$6,Daten!$B$151:$M$151,Daten!$B$152:$M$154))\n+IF($G88>_xlfn.XLOOKUP($D88,GI!$C$77:$G$77,GI!$C$80:$G$80),($G88-_xlfn.XLOOKUP($D88,GI!$C$77:$G$77,GI!$C$80:$G$80))/4,0))\n*_xlfn.XLOOKUP(AE$6,Daten!$B$151:$M$151,Daten!$B$150:$M$150)*$T88*24/1000)","v":0},{"$f":"IF($D88=\"\",0,(_xlfn.XLOOKUP($D88,Daten!$A$152:$A$154,_xlfn.XLOOKUP(AF$6,Daten!$B$151:$M$151,Daten!$B$152:$M$154))\n+IF($G88>_xlfn.XLOOKUP($D88,GI!$C$77:$G$77,GI!$C$80:$G$80),($G88-_xlfn.XLOOKUP($D88,GI!$C$77:$G$77,GI!$C$80:$G$80))/4,0))\n*_xlfn.XLOOKUP(AF$6,Daten!$B$151:$M$151,Daten!$B$150:$M$150)*$T88*24/1000)","v":0},0]
[]
[null,null,"1.4.1 Fotos, Beschreibungen und Bemerkungen"]
[null,null,"Freitext. "]
[]
[null,null,"1.5 Böden"]
[{"$nulls":19},0,{"$f":"IF($D94=\"\",0,(_xlfn.XLOOKUP($D94,Daten!$A$152:$A$154,_xlfn.XLOOKUP(U$6,Daten!$B$151:$M$151,Daten!$B$152:$M$154))\n+IF($G94>_xlfn.XLOOKUP($D94,GI!$C$77:$G$77,GI!$C$80:$G$80),($G94-_xlfn.XLOOKUP($D94,GI!$C$77:$G$77,GI!$C$80:$G$80))/4,0))\n*_xlfn.XLOOKUP(U$6,Daten!$B$151:$M$151,Daten!$B$150:$M$150)*$T94*24/1000)","v":0},{"$f":"IF($D94=\"\",0,(_xlfn.XLOOKUP($D94,Daten!$A$152:$A$154,_xlfn.XLOOKUP(V$6,Daten!$B$151:$M$151,Daten!$B$152:$M$154))\n+IF($G94>_xlfn.XLOOKUP($D94,GI!$C$77:$G$77,GI!$C$80:$G$80),($G94-_xlfn.XLOOKUP($D94,GI!$C$77:$G$77,GI!$C$80:$G$80))/4,0))\n*_xlfn.XLOOKUP(V$6,Daten!$B$151:$M$151,Daten!$B$150:$M$150)*$T94*24/1000)","v":0},{"$f":"IF($D94=\"\",0,(_xlfn.XLOOKUP($D94,Daten!$A$152:$A$154,_xlfn.XLOOKUP(W$6,Daten!$B$151:$M$151,Daten!$B$152:$M$154))\n+IF($G94>_xlfn.XLOOKUP($D94,GI!$C$77:$G$77,GI!$C$80:$G$80),($G94-_xlfn.XLOOKUP($D94,GI!$C$77:$G$77,GI!$C$80:$G$80))/4,0))\n*_xlfn.XLOOKUP(W$6,Daten!$B$151:$M$151,Daten!$B$150:$M$150)*$T94*24/1000)","v":0},{"$f":"IF($D94=\"\",0,(_xlfn.XLOOKUP($D94,Daten!$A$152:$A$154,_xlfn.XLOOKUP(X$6,Daten!$B$151:$M$151,Daten!$B$152:$M$154))\n+IF($G94>_xlfn.XLOOKUP($D94,GI!$C$77:$G$77,GI!$C$80:$G$80),($G94-_xlfn.XLOOKUP($D94,GI!$C$77:$G$77,GI!$C$80:$G$80))/4,0))\n*_xlfn.XLOOKUP(X$6,Daten!$B$151:$M$151,Daten!$B$150:$M$150)*$T94*24/1000)","v":0},{"$f":"IF($D94=\"\",0,(_xlfn.XLOOKUP($D94,Daten!$A$152:$A$154,_xlfn.XLOOKUP(Y$6,Daten!$B$151:$M$151,Daten!$B$152:$M$154))\n+IF($G94>_xlfn.XLOOKUP($D94,GI!$C$77:$G$77,GI!$C$80:$G$80),($G94-_xlfn.XLOOKUP($D94,GI!$C$77:$G$77,GI!$C$80:$G$80))/4,0))\n*_xlfn.XLOOKUP(Y$6,Daten!$B$151:$M$151,Daten!$B$150:$M$150)*$T94*24/1000)","v":0},{"$f":"IF($D94=\"\",0,(_xlfn.XLOOKUP($D94,Daten!$A$152:$A$154,_xlfn.XLOOKUP(Z$6,Daten!$B$151:$M$151,Daten!$B$152:$M$154))\n+IF($G94>_xlfn.XLOOKUP($D94,GI!$C$77:$G$77,GI!$C$80:$G$80),($G94-_xlfn.XLOOKUP($D94,GI!$C$77:$G$77,GI!$C$80:$G$80))/4,0))\n*_xlfn.XLOOKUP(Z$6,Daten!$B$151:$M$151,Daten!$B$150:$M$150)*$T94*24/1000)","v":0},{"$f":"IF($D94=\"\",0,(_xlfn.XLOOKUP($D94,Daten!$A$152:$A$154,_xlfn.XLOOKUP(AA$6,Daten!$B$151:$M$151,Daten!$B$152:$M$154))\n+IF($G94>_xlfn.XLOOKUP($D94,GI!$C$77:$G$77,GI!$C$80:$G$80),($G94-_xlfn.XLOOKUP($D94,GI!$C$77:$G$77,GI!$C$80:$G$80))/4,0))\n*_xlfn.XLOOKUP(AA$6,Daten!$B$151:$M$151,Daten!$B$150:$M$150)*$T94*24/1000)","v":0},{"$f":"IF($D94=\"\",0,(_xlfn.XLOOKUP($D94,Daten!$A$152:$A$154,_xlfn.XLOOKUP(AB$6,Daten!$B$151:$M$151,Daten!$B$152:$M$154))\n+IF($G94>_xlfn.XLOOKUP($D94,GI!$C$77:$G$77,GI!$C$80:$G$80),($G94-_xlfn.XLOOKUP($D94,GI!$C$77:$G$77,GI!$C$80:$G$80))/4,0))\n*_xlfn.XLOOKUP(AB$6,Daten!$B$151:$M$151,Daten!$B$150:$M$150)*$T94*24/1000)","v":0},{"$f":"IF($D94=\"\",0,(_xlfn.XLOOKUP($D94,Daten!$A$152:$A$154,_xlfn.XLOOKUP(AC$6,Daten!$B$151:$M$151,Daten!$B$152:$M$154))\n+IF($G94>_xlfn.XLOOKUP($D94,GI!$C$77:$G$77,GI!$C$80:$G$80),($G94-_xlfn.XLOOKUP($D94,GI!$C$77:$G$77,GI!$C$80:$G$80))/4,0))\n*_xlfn.XLOOKUP(AC$6,Daten!$B$151:$M$151,Daten!$B$150:$M$150)*$T94*24/1000)","v":0},{"$f":"IF($D94=\"\",0,(_xlfn.XLOOKUP($D94,Daten!$A$152:$A$154,_xlfn.XLOOKUP(AD$6,Daten!$B$151:$M$151,Daten!$B$152:$M$154))\n+IF($G94>_xlfn.XLOOKUP($D94,GI!$C$77:$G$77,GI!$C$80:$G$80),($G94-_xlfn.XLOOKUP($D94,GI!$C$77:$G$77,GI!$C$80:$G$80))/4,0))\n*_xlfn.XLOOKUP(AD$6,Daten!$B$151:$M$151,Daten!$B$150:$M$150)*$T94*24/1000)","v":0},{"$f":"IF($D94=\"\",0,(_xlfn.XLOOKUP($D94,Daten!$A$152:$A$154,_xlfn.XLOOKUP(AE$6,Daten!$B$151:$M$151,Daten!$B$152:$M$154))\n+IF($G94>_xlfn.XLOOKUP($D94,GI!$C$77:$G$77,GI!$C$80:$G$80),($G94-_xlfn.XLOOKUP($D94,GI!$C$77:$G$77,GI!$C$80:$G$80))/4,0))\n*_xlfn.XLOOKUP(AE$6,Daten!$B$151:$M$151,Daten!$B$150:$M$150)*$T94*24/1000)","v":0},{"$f":"IF($D94=\"\",0,(_xlfn.XLOOKUP($D94,Daten!$A$152:$A$154,_xlfn.XLOOKUP(AF$6,Daten!$B$151:$M$151,Daten!$B$152:$M$154))\n+IF($G94>_xlfn.XLOOKUP($D94,GI!$C$77:$G$77,GI!$C$80:$G$80),($G94-_xlfn.XLOOKUP($D94,GI!$C$77:$G$77,GI!$C$80:$G$80))/4,0))\n*_xlfn.XLOOKUP(AF$6,Daten!$B$151:$M$151,Daten!$B$150:$M$150)*$T94*24/1000)","v":0},{"$f":"SUM(U94:AF94)","v":0}]
[{"$nulls":19},0,{"$f":"IF($D95=\"\",0,(_xlfn.XLOOKUP($D95,Daten!$A$152:$A$154,_xlfn.XLOOKUP(U$6,Daten!$B$151:$M$151,Daten!$B$152:$M$154))\n+IF($G95>_xlfn.XLOOKUP($D95,GI!$C$77:$G$77,GI!$C$80:$G$80),($G95-_xlfn.XLOOKUP($D95,GI!$C$77:$G$77,GI!$C$80:$G$80))/4,0))\n*_xlfn.XLOOKUP(U$6,Daten!$B$151:$M$151,Daten!$B$150:$M$150)*$T95*24/1000)","v":0},{"$f":"IF($D95=\"\",0,(_xlfn.XLOOKUP($D95,Daten!$A$152:$A$154,_xlfn.XLOOKUP(V$6,Daten!$B$151:$M$151,Daten!$B$152:$M$154))\n+IF($G95>_xlfn.XLOOKUP($D95,GI!$C$77:$G$77,GI!$C$80:$G$80),($G95-_xlfn.XLOOKUP($D95,GI!$C$77:$G$77,GI!$C$80:$G$80))/4,0))\n*_xlfn.XLOOKUP(V$6,Daten!$B$151:$M$151,Daten!$B$150:$M$150)*$T95*24/1000)","v":0},{"$f":"IF($D95=\"\",0,(_xlfn.XLOOKUP($D95,Daten!$A$152:$A$154,_xlfn.XLOOKUP(W$6,Daten!$B$151:$M$151,Daten!$B$152:$M$154))\n+IF($G95>_xlfn.XLOOKUP($D95,GI!$C$77:$G$77,GI!$C$80:$G$80),($G95-_xlfn.XLOOKUP($D95,GI!$C$77:$G$77,GI!$C$80:$G$80))/4,0))\n*_xlfn.XLOOKUP(W$6,Daten!$B$151:$M$151,Daten!$B$150:$M$150)*$T95*24/1000)","v":0},{"$f":"IF($D95=\"\",0,(_xlfn.XLOOKUP($D95,Daten!$A$152:$A$154,_xlfn.XLOOKUP(X$6,Daten!$B$151:$M$151,Daten!$B$152:$M$154))\n+IF($G95>_xlfn.XLOOKUP($D95,GI!$C$77:$G$77,GI!$C$80:$G$80),($G95-_xlfn.XLOOKUP($D95,GI!$C$77:$G$77,GI!$C$80:$G$80))/4,0))\n*_xlfn.XLOOKUP(X$6,Daten!$B$151:$M$151,Daten!$B$150:$M$150)*$T95*24/1000)","v":0},{"$f":"IF($D95=\"\",0,(_xlfn.XLOOKUP($D95,Daten!$A$152:$A$154,_xlfn.XLOOKUP(Y$6,Daten!$B$151:$M$151,Daten!$B$152:$M$154))\n+IF($G95>_xlfn.XLOOKUP($D95,GI!$C$77:$G$77,GI!$C$80:$G$80),($G95-_xlfn.XLOOKUP($D95,GI!$C$77:$G$77,GI!$C$80:$G$80))/4,0))\n*_xlfn.XLOOKUP(Y$6,Daten!$B$151:$M$151,Daten!$B$150:$M$150)*$T95*24/1000)","v":0},{"$f":"IF($D95=\"\",0,(_xlfn.XLOOKUP($D95,Daten!$A$152:$A$154,_xlfn.XLOOKUP(Z$6,Daten!$B$151:$M$151,Daten!$B$152:$M$154))\n+IF($G95>_xlfn.XLOOKUP($D95,GI!$C$77:$G$77,GI!$C$80:$G$80),($G95-_xlfn.XLOOKUP($D95,GI!$C$77:$G$77,GI!$C$80:$G$80))/4,0))\n*_xlfn.XLOOKUP(Z$6,Daten!$B$151:$M$151,Daten!$B$150:$M$150)*$T95*24/1000)","v":0},{"$f":"IF($D95=\"\",0,(_xlfn.XLOOKUP($D95,Daten!$A$152:$A$154,_xlfn.XLOOKUP(AA$6,Daten!$B$151:$M$151,Daten!$B$152:$M$154))\n+IF($G95>_xlfn.XLOOKUP($D95,GI!$C$77:$G$77,GI!$C$80:$G$80),($G95-_xlfn.XLOOKUP($D95,GI!$C$77:$G$77,GI!$C$80:$G$80))/4,0))\n*_xlfn.XLOOKUP(AA$6,Daten!$B$151:$M$151,Daten!$B$150:$M$150)*$T95*24/1000)","v":0},{"$f":"IF($D95=\"\",0,(_xlfn.XLOOKUP($D95,Daten!$A$152:$A$154,_xlfn.XLOOKUP(AB$6,Daten!$B$151:$M$151,Daten!$B$152:$M$154))\n+IF($G95>_xlfn.XLOOKUP($D95,GI!$C$77:$G$77,GI!$C$80:$G$80),($G95-_xlfn.XLOOKUP($D95,GI!$C$77:$G$77,GI!$C$80:$G$80))/4,0))\n*_xlfn.XLOOKUP(AB$6,Daten!$B$151:$M$151,Daten!$B$150:$M$150)*$T95*24/1000)","v":0},{"$f":"IF($D95=\"\",0,(_xlfn.XLOOKUP($D95,Daten!$A$152:$A$154,_xlfn.XLOOKUP(AC$6,Daten!$B$151:$M$151,Daten!$B$152:$M$154))\n+IF($G95>_xlfn.XLOOKUP($D95,GI!$C$77:$G$77,GI!$C$80:$G$80),($G95-_xlfn.XLOOKUP($D95,GI!$C$77:$G$77,GI!$C$80:$G$80))/4,0))\n*_xlfn.XLOOKUP(AC$6,Daten!$B$151:$M$151,Daten!$B$150:$M$150)*$T95*24/1000)","v":0},{"$f":"IF($D95=\"\",0,(_xlfn.XLOOKUP($D95,Daten!$A$152:$A$154,_xlfn.XLOOKUP(AD$6,Daten!$B$151:$M$151,Daten!$B$152:$M$154))\n+IF($G95>_xlfn.XLOOKUP($D95,GI!$C$77:$G$77,GI!$C$80:$G$80),($G95-_xlfn.XLOOKUP($D95,GI!$C$77:$G$77,GI!$C$80:$G$80))/4,0))\n*_xlfn.XLOOKUP(AD$6,Daten!$B$151:$M$151,Daten!$B$150:$M$150)*$T95*24/1000)","v":0},{"$f":"IF($D95=\"\",0,(_xlfn.XLOOKUP($D95,Daten!$A$152:$A$154,_xlfn.XLOOKUP(AE$6,Daten!$B$151:$M$151,Daten!$B$152:$M$154))\n+IF($G95>_xlfn.XLOOKUP($D95,GI!$C$77:$G$77,GI!$C$80:$G$80),($G95-_xlfn.XLOOKUP($D95,GI!$C$77:$G$77,GI!$C$80:$G$80))/4,0))\n*_xlfn.XLOOKUP(AE$6,Daten!$B$151:$M$151,Daten!$B$150:$M$150)*$T95*24/1000)","v":0},{"$f":"IF($D95=\"\",0,(_xlfn.XLOOKUP($D95,Daten!$A$152:$A$154,_xlfn.XLOOKUP(AF$6,Daten!$B$151:$M$151,Daten!$B$152:$M$154))\n+IF($G95>_xlfn.XLOOKUP($D95,GI!$C$77:$G$77,GI!$C$80:$G$80),($G95-_xlfn.XLOOKUP($D95,GI!$C$77:$G$77,GI!$C$80:$G$80))/4,0))\n*_xlfn.XLOOKUP(AF$6,Daten!$B$151:$M$151,Daten!$B$150:$M$150)*$T95*24/1000)","v":0},0]
[{"$nulls":19},0,{"$f":"IF($D96=\"\",0,(_xlfn.XLOOKUP($D96,Daten!$A$152:$A$154,_xlfn.XLOOKUP(U$6,Daten!$B$151:$M$151,Daten!$B$152:$M$154))\n+IF($G96>_xlfn.XLOOKUP($D96,GI!$C$77:$G$77,GI!$C$80:$G$80),($G96-_xlfn.XLOOKUP($D96,GI!$C$77:$G$77,GI!$C$80:$G$80))/4,0))\n*_xlfn.XLOOKUP(U$6,Daten!$B$151:$M$151,Daten!$B$150:$M$150)*$T96*24/1000)","v":0},{"$f":"IF($D96=\"\",0,(_xlfn.XLOOKUP($D96,Daten!$A$152:$A$154,_xlfn.XLOOKUP(V$6,Daten!$B$151:$M$151,Daten!$B$152:$M$154))\n+IF($G96>_xlfn.XLOOKUP($D96,GI!$C$77:$G$77,GI!$C$80:$G$80),($G96-_xlfn.XLOOKUP($D96,GI!$C$77:$G$77,GI!$C$80:$G$80))/4,0))\n*_xlfn.XLOOKUP(V$6,Daten!$B$151:$M$151,Daten!$B$150:$M$150)*$T96*24/1000)","v":0},{"$f":"IF($D96=\"\",0,(_xlfn.XLOOKUP($D96,Daten!$A$152:$A$154,_xlfn.XLOOKUP(W$6,Daten!$B$151:$M$151,Daten!$B$152:$M$154))\n+IF($G96>_xlfn.XLOOKUP($D96,GI!$C$77:$G$77,GI!$C$80:$G$80),($G96-_xlfn.XLOOKUP($D96,GI!$C$77:$G$77,GI!$C$80:$G$80))/4,0))\n*_xlfn.XLOOKUP(W$6,Daten!$B$151:$M$151,Daten!$B$150:$M$150)*$T96*24/1000)","v":0},{"$f":"IF($D96=\"\",0,(_xlfn.XLOOKUP($D96,Daten!$A$152:$A$154,_xlfn.XLOOKUP(X$6,Daten!$B$151:$M$151,Daten!$B$152:$M$154))\n+IF($G96>_xlfn.XLOOKUP($D96,GI!$C$77:$G$77,GI!$C$80:$G$80),($G96-_xlfn.XLOOKUP($D96,GI!$C$77:$G$77,GI!$C$80:$G$80))/4,0))\n*_xlfn.XLOOKUP(X$6,Daten!$B$151:$M$151,Daten!$B$150:$M$150)*$T96*24/1000)","v":0},{"$f":"IF($D96=\"\",0,(_xlfn.XLOOKUP($D96,Daten!$A$152:$A$154,_xlfn.XLOOKUP(Y$6,Daten!$B$151:$M$151,Daten!$B$152:$M$154))\n+IF($G96>_xlfn.XLOOKUP($D96,GI!$C$77:$G$77,GI!$C$80:$G$80),($G96-_xlfn.XLOOKUP($D96,GI!$C$77:$G$77,GI!$C$80:$G$80))/4,0))\n*_xlfn.XLOOKUP(Y$6,Daten!$B$151:$M$151,Daten!$B$150:$M$150)*$T96*24/1000)","v":0},{"$f":"IF($D96=\"\",0,(_xlfn.XLOOKUP($D96,Daten!$A$152:$A$154,_xlfn.XLOOKUP(Z$6,Daten!$B$151:$M$151,Daten!$B$152:$M$154))\n+IF($G96>_xlfn.XLOOKUP($D96,GI!$C$77:$G$77,GI!$C$80:$G$80),($G96-_xlfn.XLOOKUP($D96,GI!$C$77:$G$77,GI!$C$80:$G$80))/4,0))\n*_xlfn.XLOOKUP(Z$6,Daten!$B$151:$M$151,Daten!$B$150:$M$150)*$T96*24/1000)","v":0},{"$f":"IF($D96=\"\",0,(_xlfn.XLOOKUP($D96,Daten!$A$152:$A$154,_xlfn.XLOOKUP(AA$6,Daten!$B$151:$M$151,Daten!$B$152:$M$154))\n+IF($G96>_xlfn.XLOOKUP($D96,GI!$C$77:$G$77,GI!$C$80:$G$80),($G96-_xlfn.XLOOKUP($D96,GI!$C$77:$G$77,GI!$C$80:$G$80))/4,0))\n*_xlfn.XLOOKUP(AA$6,Daten!$B$151:$M$151,Daten!$B$150:$M$150)*$T96*24/1000)","v":0},{"$f":"IF($D96=\"\",0,(_xlfn.XLOOKUP($D96,Daten!$A$152:$A$154,_xlfn.XLOOKUP(AB$6,Daten!$B$151:$M$151,Daten!$B$152:$M$154))\n+IF($G96>_xlfn.XLOOKUP($D96,GI!$C$77:$G$77,GI!$C$80:$G$80),($G96-_xlfn.XLOOKUP($D96,GI!$C$77:$G$77,GI!$C$80:$G$80))/4,0))\n*_xlfn.XLOOKUP(AB$6,Daten!$B$151:$M$151,Daten!$B$150:$M$150)*$T96*24/1000)","v":0},{"$f":"IF($D96=\"\",0,(_xlfn.XLOOKUP($D96,Daten!$A$152:$A$154,_xlfn.XLOOKUP(AC$6,Daten!$B$151:$M$151,Daten!$B$152:$M$154))\n+IF($G96>_xlfn.XLOOKUP($D96,GI!$C$77:$G$77,GI!$C$80:$G$80),($G96-_xlfn.XLOOKUP($D96,GI!$C$77:$G$77,GI!$C$80:$G$80))/4,0))\n*_xlfn.XLOOKUP(AC$6,Daten!$B$151:$M$151,Daten!$B$150:$M$150)*$T96*24/1000)","v":0},{"$f":"IF($D96=\"\",0,(_xlfn.XLOOKUP($D96,Daten!$A$152:$A$154,_xlfn.XLOOKUP(AD$6,Daten!$B$151:$M$151,Daten!$B$152:$M$154))\n+IF($G96>_xlfn.XLOOKUP($D96,GI!$C$77:$G$77,GI!$C$80:$G$80),($G96-_xlfn.XLOOKUP($D96,GI!$C$77:$G$77,GI!$C$80:$G$80))/4,0))\n*_xlfn.XLOOKUP(AD$6,Daten!$B$151:$M$151,Daten!$B$150:$M$150)*$T96*24/1000)","v":0},{"$f":"IF($D96=\"\",0,(_xlfn.XLOOKUP($D96,Daten!$A$152:$A$154,_xlfn.XLOOKUP(AE$6,Daten!$B$151:$M$151,Daten!$B$152:$M$154))\n+IF($G96>_xlfn.XLOOKUP($D96,GI!$C$77:$G$77,GI!$C$80:$G$80),($G96-_xlfn.XLOOKUP($D96,GI!$C$77:$G$77,GI!$C$80:$G$80))/4,0))\n*_xlfn.XLOOKUP(AE$6,Daten!$B$151:$M$151,Daten!$B$150:$M$150)*$T96*24/1000)","v":0},{"$f":"IF($D96=\"\",0,(_xlfn.XLOOKUP($D96,Daten!$A$152:$A$154,_xlfn.XLOOKUP(AF$6,Daten!$B$151:$M$151,Daten!$B$152:$M$154))\n+IF($G96>_xlfn.XLOOKUP($D96,GI!$C$77:$G$77,GI!$C$80:$G$80),($G96-_xlfn.XLOOKUP($D96,GI!$C$77:$G$77,GI!$C$80:$G$80))/4,0))\n*_xlfn.XLOOKUP(AF$6,Daten!$B$151:$M$151,Daten!$B$150:$M$150)*$T96*24/1000)","v":0},0]
[{"$nulls":19},0,{"$f":"IF($D97=\"\",0,(_xlfn.XLOOKUP($D97,Daten!$A$152:$A$154,_xlfn.XLOOKUP(U$6,Daten!$B$151:$M$151,Daten!$B$152:$M$154))\n+IF($G97>_xlfn.XLOOKUP($D97,GI!$C$77:$G$77,GI!$C$80:$G$80),($G97-_xlfn.XLOOKUP($D97,GI!$C$77:$G$77,GI!$C$80:$G$80))/4,0))\n*_xlfn.XLOOKUP(U$6,Daten!$B$151:$M$151,Daten!$B$150:$M$150)*$T97*24/1000)","v":0},{"$f":"IF($D97=\"\",0,(_xlfn.XLOOKUP($D97,Daten!$A$152:$A$154,_xlfn.XLOOKUP(V$6,Daten!$B$151:$M$151,Daten!$B$152:$M$154))\n+IF($G97>_xlfn.XLOOKUP($D97,GI!$C$77:$G$77,GI!$C$80:$G$80),($G97-_xlfn.XLOOKUP($D97,GI!$C$77:$G$77,GI!$C$80:$G$80))/4,0))\n*_xlfn.XLOOKUP(V$6,Daten!$B$151:$M$151,Daten!$B$150:$M$150)*$T97*24/1000)","v":0},{"$f":"IF($D97=\"\",0,(_xlfn.XLOOKUP($D97,Daten!$A$152:$A$154,_xlfn.XLOOKUP(W$6,Daten!$B$151:$M$151,Daten!$B$152:$M$154))\n+IF($G97>_xlfn.XLOOKUP($D97,GI!$C$77:$G$77,GI!$C$80:$G$80),($G97-_xlfn.XLOOKUP($D97,GI!$C$77:$G$77,GI!$C$80:$G$80))/4,0))\n*_xlfn.XLOOKUP(W$6,Daten!$B$151:$M$151,Daten!$B$150:$M$150)*$T97*24/1000)","v":0},{"$f":"IF($D97=\"\",0,(_xlfn.XLOOKUP($D97,Daten!$A$152:$A$154,_xlfn.XLOOKUP(X$6,Daten!$B$151:$M$151,Daten!$B$152:$M$154))\n+IF($G97>_xlfn.XLOOKUP($D97,GI!$C$77:$G$77,GI!$C$80:$G$80),($G97-_xlfn.XLOOKUP($D97,GI!$C$77:$G$77,GI!$C$80:$G$80))/4,0))\n*_xlfn.XLOOKUP(X$6,Daten!$B$151:$M$151,Daten!$B$150:$M$150)*$T97*24/1000)","v":0},{"$f":"IF($D97=\"\",0,(_xlfn.XLOOKUP($D97,Daten!$A$152:$A$154,_xlfn.XLOOKUP(Y$6,Daten!$B$151:$M$151,Daten!$B$152:$M$154))\n+IF($G97>_xlfn.XLOOKUP($D97,GI!$C$77:$G$77,GI!$C$80:$G$80),($G97-_xlfn.XLOOKUP($D97,GI!$C$77:$G$77,GI!$C$80:$G$80))/4,0))\n*_xlfn.XLOOKUP(Y$6,Daten!$B$151:$M$151,Daten!$B$150:$M$150)*$T97*24/1000)","v":0},{"$f":"IF($D97=\"\",0,(_xlfn.XLOOKUP($D97,Daten!$A$152:$A$154,_xlfn.XLOOKUP(Z$6,Daten!$B$151:$M$151,Daten!$B$152:$M$154))\n+IF($G97>_xlfn.XLOOKUP($D97,GI!$C$77:$G$77,GI!$C$80:$G$80),($G97-_xlfn.XLOOKUP($D97,GI!$C$77:$G$77,GI!$C$80:$G$80))/4,0))\n*_xlfn.XLOOKUP(Z$6,Daten!$B$151:$M$151,Daten!$B$150:$M$150)*$T97*24/1000)","v":0},{"$f":"IF($D97=\"\",0,(_xlfn.XLOOKUP($D97,Daten!$A$152:$A$154,_xlfn.XLOOKUP(AA$6,Daten!$B$151:$M$151,Daten!$B$152:$M$154))\n+IF($G97>_xlfn.XLOOKUP($D97,GI!$C$77:$G$77,GI!$C$80:$G$80),($G97-_xlfn.XLOOKUP($D97,GI!$C$77:$G$77,GI!$C$80:$G$80))/4,0))\n*_xlfn.XLOOKUP(AA$6,Daten!$B$151:$M$151,Daten!$B$150:$M$150)*$T97*24/1000)","v":0},{"$f":"IF($D97=\"\",0,(_xlfn.XLOOKUP($D97,Daten!$A$152:$A$154,_xlfn.XLOOKUP(AB$6,Daten!$B$151:$M$151,Daten!$B$152:$M$154))\n+IF($G97>_xlfn.XLOOKUP($D97,GI!$C$77:$G$77,GI!$C$80:$G$80),($G97-_xlfn.XLOOKUP($D97,GI!$C$77:$G$77,GI!$C$80:$G$80))/4,0))\n*_xlfn.XLOOKUP(AB$6,Daten!$B$151:$M$151,Daten!$B$150:$M$150)*$T97*24/1000)","v":0},{"$f":"IF($D97=\"\",0,(_xlfn.XLOOKUP($D97,Daten!$A$152:$A$154,_xlfn.XLOOKUP(AC$6,Daten!$B$151:$M$151,Daten!$B$152:$M$154))\n+IF($G97>_xlfn.XLOOKUP($D97,GI!$C$77:$G$77,GI!$C$80:$G$80),($G97-_xlfn.XLOOKUP($D97,GI!$C$77:$G$77,GI!$C$80:$G$80))/4,0))\n*_xlfn.XLOOKUP(AC$6,Daten!$B$151:$M$151,Daten!$B$150:$M$150)*$T97*24/1000)","v":0},{"$f":"IF($D97=\"\",0,(_xlfn.XLOOKUP($D97,Daten!$A$152:$A$154,_xlfn.XLOOKUP(AD$6,Daten!$B$151:$M$151,Daten!$B$152:$M$154))\n+IF($G97>_xlfn.XLOOKUP($D97,GI!$C$77:$G$77,GI!$C$80:$G$80),($G97-_xlfn.XLOOKUP($D97,GI!$C$77:$G$77,GI!$C$80:$G$80))/4,0))\n*_xlfn.XLOOKUP(AD$6,Daten!$B$151:$M$151,Daten!$B$150:$M$150)*$T97*24/1000)","v":0},{"$f":"IF($D97=\"\",0,(_xlfn.XLOOKUP($D97,Daten!$A$152:$A$154,_xlfn.XLOOKUP(AE$6,Daten!$B$151:$M$151,Daten!$B$152:$M$154))\n+IF($G97>_xlfn.XLOOKUP($D97,GI!$C$77:$G$77,GI!$C$80:$G$80),($G97-_xlfn.XLOOKUP($D97,GI!$C$77:$G$77,GI!$C$80:$G$80))/4,0))\n*_xlfn.XLOOKUP(AE$6,Daten!$B$151:$M$151,Daten!$B$150:$M$150)*$T97*24/1000)","v":0},{"$f":"IF($D97=\"\",0,(_xlfn.XLOOKUP($D97,Daten!$A$152:$A$154,_xlfn.XLOOKUP(AF$6,Daten!$B$151:$M$151,Daten!$B$152:$M$154))\n+IF($G97>_xlfn.XLOOKUP($D97,GI!$C$77:$G$77,GI!$C$80:$G$80),($G97-_xlfn.XLOOKUP($D97,GI!$C$77:$G$77,GI!$C$80:$G$80))/4,0))\n*_xlfn.XLOOKUP(AF$6,Daten!$B$151:$M$151,Daten!$B$150:$M$150)*$T97*24/1000)","v":0},0]
[{"$nulls":19},0,{"$f":"IF($D98=\"\",0,(_xlfn.XLOOKUP($D98,Daten!$A$152:$A$154,_xlfn.XLOOKUP(U$6,Daten!$B$151:$M$151,Daten!$B$152:$M$154))\n+IF($G98>_xlfn.XLOOKUP($D98,GI!$C$77:$G$77,GI!$C$80:$G$80),($G98-_xlfn.XLOOKUP($D98,GI!$C$77:$G$77,GI!$C$80:$G$80))/4,0))\n*_xlfn.XLOOKUP(U$6,Daten!$B$151:$M$151,Daten!$B$150:$M$150)*$T98*24/1000)","v":0},{"$f":"IF($D98=\"\",0,(_xlfn.XLOOKUP($D98,Daten!$A$152:$A$154,_xlfn.XLOOKUP(V$6,Daten!$B$151:$M$151,Daten!$B$152:$M$154))\n+IF($G98>_xlfn.XLOOKUP($D98,GI!$C$77:$G$77,GI!$C$80:$G$80),($G98-_xlfn.XLOOKUP($D98,GI!$C$77:$G$77,GI!$C$80:$G$80))/4,0))\n*_xlfn.XLOOKUP(V$6,Daten!$B$151:$M$151,Daten!$B$150:$M$150)*$T98*24/1000)","v":0},{"$f":"IF($D98=\"\",0,(_xlfn.XLOOKUP($D98,Daten!$A$152:$A$154,_xlfn.XLOOKUP(W$6,Daten!$B$151:$M$151,Daten!$B$152:$M$154))\n+IF($G98>_xlfn.XLOOKUP($D98,GI!$C$77:$G$77,GI!$C$80:$G$80),($G98-_xlfn.XLOOKUP($D98,GI!$C$77:$G$77,GI!$C$80:$G$80))/4,0))\n*_xlfn.XLOOKUP(W$6,Daten!$B$151:$M$151,Daten!$B$150:$M$150)*$T98*24/1000)","v":0},{"$f":"IF($D98=\"\",0,(_xlfn.XLOOKUP($D98,Daten!$A$152:$A$154,_xlfn.XLOOKUP(X$6,Daten!$B$151:$M$151,Daten!$B$152:$M$154))\n+IF($G98>_xlfn.XLOOKUP($D98,GI!$C$77:$G$77,GI!$C$80:$G$80),($G98-_xlfn.XLOOKUP($D98,GI!$C$77:$G$77,GI!$C$80:$G$80))/4,0))\n*_xlfn.XLOOKUP(X$6,Daten!$B$151:$M$151,Daten!$B$150:$M$150)*$T98*24/1000)","v":0},{"$f":"IF($D98=\"\",0,(_xlfn.XLOOKUP($D98,Daten!$A$152:$A$154,_xlfn.XLOOKUP(Y$6,Daten!$B$151:$M$151,Daten!$B$152:$M$154))\n+IF($G98>_xlfn.XLOOKUP($D98,GI!$C$77:$G$77,GI!$C$80:$G$80),($G98-_xlfn.XLOOKUP($D98,GI!$C$77:$G$77,GI!$C$80:$G$80))/4,0))\n*_xlfn.XLOOKUP(Y$6,Daten!$B$151:$M$151,Daten!$B$150:$M$150)*$T98*24/1000)","v":0},{"$f":"IF($D98=\"\",0,(_xlfn.XLOOKUP($D98,Daten!$A$152:$A$154,_xlfn.XLOOKUP(Z$6,Daten!$B$151:$M$151,Daten!$B$152:$M$154))\n+IF($G98>_xlfn.XLOOKUP($D98,GI!$C$77:$G$77,GI!$C$80:$G$80),($G98-_xlfn.XLOOKUP($D98,GI!$C$77:$G$77,GI!$C$80:$G$80))/4,0))\n*_xlfn.XLOOKUP(Z$6,Daten!$B$151:$M$151,Daten!$B$150:$M$150)*$T98*24/1000)","v":0},{"$f":"IF($D98=\"\",0,(_xlfn.XLOOKUP($D98,Daten!$A$152:$A$154,_xlfn.XLOOKUP(AA$6,Daten!$B$151:$M$151,Daten!$B$152:$M$154))\n+IF($G98>_xlfn.XLOOKUP($D98,GI!$C$77:$G$77,GI!$C$80:$G$80),($G98-_xlfn.XLOOKUP($D98,GI!$C$77:$G$77,GI!$C$80:$G$80))/4,0))\n*_xlfn.XLOOKUP(AA$6,Daten!$B$151:$M$151,Daten!$B$150:$M$150)*$T98*24/1000)","v":0},{"$f":"IF($D98=\"\",0,(_xlfn.XLOOKUP($D98,Daten!$A$152:$A$154,_xlfn.XLOOKUP(AB$6,Daten!$B$151:$M$151,Daten!$B$152:$M$154))\n+IF($G98>_xlfn.XLOOKUP($D98,GI!$C$77:$G$77,GI!$C$80:$G$80),($G98-_xlfn.XLOOKUP($D98,GI!$C$77:$G$77,GI!$C$80:$G$80))/4,0))\n*_xlfn.XLOOKUP(AB$6,Daten!$B$151:$M$151,Daten!$B$150:$M$150)*$T98*24/1000)","v":0},{"$f":"IF($D98=\"\",0,(_xlfn.XLOOKUP($D98,Daten!$A$152:$A$154,_xlfn.XLOOKUP(AC$6,Daten!$B$151:$M$151,Daten!$B$152:$M$154))\n+IF($G98>_xlfn.XLOOKUP($D98,GI!$C$77:$G$77,GI!$C$80:$G$80),($G98-_xlfn.XLOOKUP($D98,GI!$C$77:$G$77,GI!$C$80:$G$80))/4,0))\n*_xlfn.XLOOKUP(AC$6,Daten!$B$151:$M$151,Daten!$B$150:$M$150)*$T98*24/1000)","v":0},{"$f":"IF($D98=\"\",0,(_xlfn.XLOOKUP($D98,Daten!$A$152:$A$154,_xlfn.XLOOKUP(AD$6,Daten!$B$151:$M$151,Daten!$B$152:$M$154))\n+IF($G98>_xlfn.XLOOKUP($D98,GI!$C$77:$G$77,GI!$C$80:$G$80),($G98-_xlfn.XLOOKUP($D98,GI!$C$77:$G$77,GI!$C$80:$G$80))/4,0))\n*_xlfn.XLOOKUP(AD$6,Daten!$B$151:$M$151,Daten!$B$150:$M$150)*$T98*24/1000)","v":0},{"$f":"IF($D98=\"\",0,(_xlfn.XLOOKUP($D98,Daten!$A$152:$A$154,_xlfn.XLOOKUP(AE$6,Daten!$B$151:$M$151,Daten!$B$152:$M$154))\n+IF($G98>_xlfn.XLOOKUP($D98,GI!$C$77:$G$77,GI!$C$80:$G$80),($G98-_xlfn.XLOOKUP($D98,GI!$C$77:$G$77,GI!$C$80:$G$80))/4,0))\n*_xlfn.XLOOKUP(AE$6,Daten!$B$151:$M$151,Daten!$B$150:$M$150)*$T98*24/1000)","v":0},{"$f":"IF($D98=\"\",0,(_xlfn.XLOOKUP($D98,Daten!$A$152:$A$154,_xlfn.XLOOKUP(AF$6,Daten!$B$151:$M$151,Daten!$B$152:$M$154))\n+IF($G98>_xlfn.XLOOKUP($D98,GI!$C$77:$G$77,GI!$C$80:$G$80),($G98-_xlfn.XLOOKUP($D98,GI!$C$77:$G$77,GI!$C$80:$G$80))/4,0))\n*_xlfn.XLOOKUP(AF$6,Daten!$B$151:$M$151,Daten!$B$150:$M$150)*$T98*24/1000)","v":0},0]
[]
[null,null,"1.5.1 Fotos, Beschreibungen und Bemerkungen"]
[null,null,"Freitext. "]
[]
[null,"2 Bauteile gegen unbeheizte Räume und Erdreich",{"$nulls":50},"Kommentare:"]
[null,null,"2.1 Estrichböden",{"$nulls":16},"! Andere Formel..."]
[{"$nulls":7},{"$f":"IF(NOT(ISBLANK(C105)),1,\"\")","v":""},{"$nulls":11},{"$f":"IF($Q$3,Q105,E105*F105*IF(AND(H105>0,H105<1),H105,1))","v":0},{"$f":"IF($D105=\"\",0,(_xlfn.XLOOKUP($D105,Daten!$A$152:$A$154,_xlfn.XLOOKUP(U$6,Daten!$B$151:$M$151,Daten!$B$152:$M$154))\n+IF($G105>_xlfn.XLOOKUP($D105,GI!$C$77:$G$77,GI!$C$80:$G$80),($G105-_xlfn.XLOOKUP($D105,GI!$C$77:$G$77,GI!$C$80:$G$80))/4,0))\n*_xlfn.XLOOKUP(U$6,Daten!$B$151:$M$151,Daten!$B$150:$M$150)*$T105*24/1000)","v":0},{"$f":"IF($D105=\"\",0,(_xlfn.XLOOKUP($D105,Daten!$A$152:$A$154,_xlfn.XLOOKUP(V$6,Daten!$B$151:$M$151,Daten!$B$152:$M$154))\n+IF($G105>_xlfn.XLOOKUP($D105,GI!$C$77:$G$77,GI!$C$80:$G$80),($G105-_xlfn.XLOOKUP($D105,GI!$C$77:$G$77,GI!$C$80:$G$80))/4,0))\n*_xlfn.XLOOKUP(V$6,Daten!$B$151:$M$151,Daten!$B$150:$M$150)*$T105*24/1000)","v":0},{"$f":"IF($D105=\"\",0,(_xlfn.XLOOKUP($D105,Daten!$A$152:$A$154,_xlfn.XLOOKUP(W$6,Daten!$B$151:$M$151,Daten!$B$152:$M$154))\n+IF($G105>_xlfn.XLOOKUP($D105,GI!$C$77:$G$77,GI!$C$80:$G$80),($G105-_xlfn.XLOOKUP($D105,GI!$C$77:$G$77,GI!$C$80:$G$80))/4,0))\n*_xlfn.XLOOKUP(W$6,Daten!$B$151:$M$151,Daten!$B$150:$M$150)*$T105*24/1000)","v":0},{"$f":"IF($D105=\"\",0,(_xlfn.XLOOKUP($D105,Daten!$A$152:$A$154,_xlfn.XLOOKUP(X$6,Daten!$B$151:$M$151,Daten!$B$152:$M$154))\n+IF($G105>_xlfn.XLOOKUP($D105,GI!$C$77:$G$77,GI!$C$80:$G$80),($G105-_xlfn.XLOOKUP($D105,GI!$C$77:$G$77,GI!$C$80:$G$80))/4,0))\n*_xlfn.XLOOKUP(X$6,Daten!$B$151:$M$151,Daten!$B$150:$M$150)*$T105*24/1000)","v":0},{"$f":"IF($D105=\"\",0,(_xlfn.XLOOKUP($D105,Daten!$A$152:$A$154,_xlfn.XLOOKUP(Y$6,Daten!$B$151:$M$151,Daten!$B$152:$M$154))\n+IF($G105>_xlfn.XLOOKUP($D105,GI!$C$77:$G$77,GI!$C$80:$G$80),($G105-_xlfn.XLOOKUP($D105,GI!$C$77:$G$77,GI!$C$80:$G$80))/4,0))\n*_xlfn.XLOOKUP(Y$6,Daten!$B$151:$M$151,Daten!$B$150:$M$150)*$T105*24/1000)","v":0},{"$f":"IF($D105=\"\",0,(_xlfn.XLOOKUP($D105,Daten!$A$152:$A$154,_xlfn.XLOOKUP(Z$6,Daten!$B$151:$M$151,Daten!$B$152:$M$154))\n+IF($G105>_xlfn.XLOOKUP($D105,GI!$C$77:$G$77,GI!$C$80:$G$80),($G105-_xlfn.XLOOKUP($D105,GI!$C$77:$G$77,GI!$C$80:$G$80))/4,0))\n*_xlfn.XLOOKUP(Z$6,Daten!$B$151:$M$151,Daten!$B$150:$M$150)*$T105*24/1000)","v":0},{"$f":"IF($D105=\"\",0,(_xlfn.XLOOKUP($D105,Daten!$A$152:$A$154,_xlfn.XLOOKUP(AA$6,Daten!$B$151:$M$151,Daten!$B$152:$M$154))\n+IF($G105>_xlfn.XLOOKUP($D105,GI!$C$77:$G$77,GI!$C$80:$G$80),($G105-_xlfn.XLOOKUP($D105,GI!$C$77:$G$77,GI!$C$80:$G$80))/4,0))\n*_xlfn.XLOOKUP(AA$6,Daten!$B$151:$M$151,Daten!$B$150:$M$150)*$T105*24/1000)","v":0},{"$f":"IF($D105=\"\",0,(_xlfn.XLOOKUP($D105,Daten!$A$152:$A$154,_xlfn.XLOOKUP(AB$6,Daten!$B$151:$M$151,Daten!$B$152:$M$154))\n+IF($G105>_xlfn.XLOOKUP($D105,GI!$C$77:$G$77,GI!$C$80:$G$80),($G105-_xlfn.XLOOKUP($D105,GI!$C$77:$G$77,GI!$C$80:$G$80))/4,0))\n*_xlfn.XLOOKUP(AB$6,Daten!$B$151:$M$151,Daten!$B$150:$M$150)*$T105*24/1000)","v":0},{"$f":"IF($D105=\"\",0,(_xlfn.XLOOKUP($D105,Daten!$A$152:$A$154,_xlfn.XLOOKUP(AC$6,Daten!$B$151:$M$151,Daten!$B$152:$M$154))\n+IF($G105>_xlfn.XLOOKUP($D105,GI!$C$77:$G$77,GI!$C$80:$G$80),($G105-_xlfn.XLOOKUP($D105,GI!$C$77:$G$77,GI!$C$80:$G$80))/4,0))\n*_xlfn.XLOOKUP(AC$6,Daten!$B$151:$M$151,Daten!$B$150:$M$150)*$T105*24/1000)","v":0},{"$f":"IF($D105=\"\",0,(_xlfn.XLOOKUP($D105,Daten!$A$152:$A$154,_xlfn.XLOOKUP(AD$6,Daten!$B$151:$M$151,Daten!$B$152:$M$154))\n+IF($G105>_xlfn.XLOOKUP($D105,GI!$C$77:$G$77,GI!$C$80:$G$80),($G105-_xlfn.XLOOKUP($D105,GI!$C$77:$G$77,GI!$C$80:$G$80))/4,0))\n*_xlfn.XLOOKUP(AD$6,Daten!$B$151:$M$151,Daten!$B$150:$M$150)*$T105*24/1000)","v":0},{"$f":"IF($D105=\"\",0,(_xlfn.XLOOKUP($D105,Daten!$A$152:$A$154,_xlfn.XLOOKUP(AE$6,Daten!$B$151:$M$151,Daten!$B$152:$M$154))\n+IF($G105>_xlfn.XLOOKUP($D105,GI!$C$77:$G$77,GI!$C$80:$G$80),($G105-_xlfn.XLOOKUP($D105,GI!$C$77:$G$77,GI!$C$80:$G$80))/4,0))\n*_xlfn.XLOOKUP(AE$6,Daten!$B$151:$M$151,Daten!$B$150:$M$150)*$T105*24/1000)","v":0},{"$f":"IF($D105=\"\",0,(_xlfn.XLOOKUP($D105,Daten!$A$152:$A$154,_xlfn.XLOOKUP(AF$6,Daten!$B$151:$M$151,Daten!$B$152:$M$154))\n+IF($G105>_xlfn.XLOOKUP($D105,GI!$C$77:$G$77,GI!$C$80:$G$80),($G105-_xlfn.XLOOKUP($D105,GI!$C$77:$G$77,GI!$C$80:$G$80))/4,0))\n*_xlfn.XLOOKUP(AF$6,Daten!$B$151:$M$151,Daten!$B$150:$M$150)*$T105*24/1000)","v":0},{"$f":"SUM(U105:AF105)","v":0}]
[{"$nulls":7},{"$f":"IF(NOT(ISBLANK(C106)),1,\"\")","v":""},{"$nulls":11},{"$f":"IF($Q$3,Q106,E106*F106*IF(AND(H106>0,H106<1),H106,1))","v":0},{"$f":"IF($D106=\"\",0,(_xlfn.XLOOKUP($D106,Daten!$A$152:$A$154,_xlfn.XLOOKUP(U$6,Daten!$B$151:$M$151,Daten!$B$152:$M$154))\n+IF($G106>_xlfn.XLOOKUP($D106,GI!$C$77:$G$77,GI!$C$80:$G$80),($G106-_xlfn.XLOOKUP($D106,GI!$C$77:$G$77,GI!$C$80:$G$80))/4,0))\n*_xlfn.XLOOKUP(U$6,Daten!$B$151:$M$151,Daten!$B$150:$M$150)*$T106*24/1000)","v":0},{"$f":"IF($D106=\"\",0,(_xlfn.XLOOKUP($D106,Daten!$A$152:$A$154,_xlfn.XLOOKUP(V$6,Daten!$B$151:$M$151,Daten!$B$152:$M$154))\n+IF($G106>_xlfn.XLOOKUP($D106,GI!$C$77:$G$77,GI!$C$80:$G$80),($G106-_xlfn.XLOOKUP($D106,GI!$C$77:$G$77,GI!$C$80:$G$80))/4,0))\n*_xlfn.XLOOKUP(V$6,Daten!$B$151:$M$151,Daten!$B$150:$M$150)*$T106*24/1000)","v":0},{"$f":"IF($D106=\"\",0,(_xlfn.XLOOKUP($D106,Daten!$A$152:$A$154,_xlfn.XLOOKUP(W$6,Daten!$B$151:$M$151,Daten!$B$152:$M$154))\n+IF($G106>_xlfn.XLOOKUP($D106,GI!$C$77:$G$77,GI!$C$80:$G$80),($G106-_xlfn.XLOOKUP($D106,GI!$C$77:$G$77,GI!$C$80:$G$80))/4,0))\n*_xlfn.XLOOKUP(W$6,Daten!$B$151:$M$151,Daten!$B$150:$M$150)*$T106*24/1000)","v":0},{"$f":"IF($D106=\"\",0,(_xlfn.XLOOKUP($D106,Daten!$A$152:$A$154,_xlfn.XLOOKUP(X$6,Daten!$B$151:$M$151,Daten!$B$152:$M$154))\n+IF($G106>_xlfn.XLOOKUP($D106,GI!$C$77:$G$77,GI!$C$80:$G$80),($G106-_xlfn.XLOOKUP($D106,GI!$C$77:$G$77,GI!$C$80:$G$80))/4,0))\n*_xlfn.XLOOKUP(X$6,Daten!$B$151:$M$151,Daten!$B$150:$M$150)*$T106*24/1000)","v":0},{"$f":"IF($D106=\"\",0,(_xlfn.XLOOKUP($D106,Daten!$A$152:$A$154,_xlfn.XLOOKUP(Y$6,Daten!$B$151:$M$151,Daten!$B$152:$M$154))\n+IF($G106>_xlfn.XLOOKUP($D106,GI!$C$77:$G$77,GI!$C$80:$G$80),($G106-_xlfn.XLOOKUP($D106,GI!$C$77:$G$77,GI!$C$80:$G$80))/4,0))\n*_xlfn.XLOOKUP(Y$6,Daten!$B$151:$M$151,Daten!$B$150:$M$150)*$T106*24/1000)","v":0},{"$f":"IF($D106=\"\",0,(_xlfn.XLOOKUP($D106,Daten!$A$152:$A$154,_xlfn.XLOOKUP(Z$6,Daten!$B$151:$M$151,Daten!$B$152:$M$154))\n+IF($G106>_xlfn.XLOOKUP($D106,GI!$C$77:$G$77,GI!$C$80:$G$80),($G106-_xlfn.XLOOKUP($D106,GI!$C$77:$G$77,GI!$C$80:$G$80))/4,0))\n*_xlfn.XLOOKUP(Z$6,Daten!$B$151:$M$151,Daten!$B$150:$M$150)*$T106*24/1000)","v":0},{"$f":"IF($D106=\"\",0,(_xlfn.XLOOKUP($D106,Daten!$A$152:$A$154,_xlfn.XLOOKUP(AA$6,Daten!$B$151:$M$151,Daten!$B$152:$M$154))\n+IF($G106>_xlfn.XLOOKUP($D106,GI!$C$77:$G$77,GI!$C$80:$G$80),($G106-_xlfn.XLOOKUP($D106,GI!$C$77:$G$77,GI!$C$80:$G$80))/4,0))\n*_xlfn.XLOOKUP(AA$6,Daten!$B$151:$M$151,Daten!$B$150:$M$150)*$T106*24/1000)","v":0},{"$f":"IF($D106=\"\",0,(_xlfn.XLOOKUP($D106,Daten!$A$152:$A$154,_xlfn.XLOOKUP(AB$6,Daten!$B$151:$M$151,Daten!$B$152:$M$154))\n+IF($G106>_xlfn.XLOOKUP($D106,GI!$C$77:$G$77,GI!$C$80:$G$80),($G106-_xlfn.XLOOKUP($D106,GI!$C$77:$G$77,GI!$C$80:$G$80))/4,0))\n*_xlfn.XLOOKUP(AB$6,Daten!$B$151:$M$151,Daten!$B$150:$M$150)*$T106*24/1000)","v":0},{"$f":"IF($D106=\"\",0,(_xlfn.XLOOKUP($D106,Daten!$A$152:$A$154,_xlfn.XLOOKUP(AC$6,Daten!$B$151:$M$151,Daten!$B$152:$M$154))\n+IF($G106>_xlfn.XLOOKUP($D106,GI!$C$77:$G$77,GI!$C$80:$G$80),($G106-_xlfn.XLOOKUP($D106,GI!$C$77:$G$77,GI!$C$80:$G$80))/4,0))\n*_xlfn.XLOOKUP(AC$6,Daten!$B$151:$M$151,Daten!$B$150:$M$150)*$T106*24/1000)","v":0},{"$f":"IF($D106=\"\",0,(_xlfn.XLOOKUP($D106,Daten!$A$152:$A$154,_xlfn.XLOOKUP(AD$6,Daten!$B$151:$M$151,Daten!$B$152:$M$154))\n+IF($G106>_xlfn.XLOOKUP($D106,GI!$C$77:$G$77,GI!$C$80:$G$80),($G106-_xlfn.XLOOKUP($D106,GI!$C$77:$G$77,GI!$C$80:$G$80))/4,0))\n*_xlfn.XLOOKUP(AD$6,Daten!$B$151:$M$151,Daten!$B$150:$M$150)*$T106*24/1000)","v":0},{"$f":"IF($D106=\"\",0,(_xlfn.XLOOKUP($D106,Daten!$A$152:$A$154,_xlfn.XLOOKUP(AE$6,Daten!$B$151:$M$151,Daten!$B$152:$M$154))\n+IF($G106>_xlfn.XLOOKUP($D106,GI!$C$77:$G$77,GI!$C$80:$G$80),($G106-_xlfn.XLOOKUP($D106,GI!$C$77:$G$77,GI!$C$80:$G$80))/4,0))\n*_xlfn.XLOOKUP(AE$6,Daten!$B$151:$M$151,Daten!$B$150:$M$150)*$T106*24/1000)","v":0},{"$f":"IF($D106=\"\",0,(_xlfn.XLOOKUP($D106,Daten!$A$152:$A$154,_xlfn.XLOOKUP(AF$6,Daten!$B$151:$M$151,Daten!$B$152:$M$154))\n+IF($G106>_xlfn.XLOOKUP($D106,GI!$C$77:$G$77,GI!$C$80:$G$80),($G106-_xlfn.XLOOKUP($D106,GI!$C$77:$G$77,GI!$C$80:$G$80))/4,0))\n*_xlfn.XLOOKUP(AF$6,Daten!$B$151:$M$151,Daten!$B$150:$M$150)*$T106*24/1000)","v":0},0]
[{"$nulls":7},"",{"$nulls":11},0,{"$f":"IF($D107=\"\",0,(_xlfn.XLOOKUP($D107,Daten!$A$152:$A$154,_xlfn.XLOOKUP(U$6,Daten!$B$151:$M$151,Daten!$B$152:$M$154))\n+IF($G107>_xlfn.XLOOKUP($D107,GI!$C$77:$G$77,GI!$C$80:$G$80),($G107-_xlfn.XLOOKUP($D107,GI!$C$77:$G$77,GI!$C$80:$G$80))/4,0))\n*_xlfn.XLOOKUP(U$6,Daten!$B$151:$M$151,Daten!$B$150:$M$150)*$T107*24/1000)","v":0},{"$f":"IF($D107=\"\",0,(_xlfn.XLOOKUP($D107,Daten!$A$152:$A$154,_xlfn.XLOOKUP(V$6,Daten!$B$151:$M$151,Daten!$B$152:$M$154))\n+IF($G107>_xlfn.XLOOKUP($D107,GI!$C$77:$G$77,GI!$C$80:$G$80),($G107-_xlfn.XLOOKUP($D107,GI!$C$77:$G$77,GI!$C$80:$G$80))/4,0))\n*_xlfn.XLOOKUP(V$6,Daten!$B$151:$M$151,Daten!$B$150:$M$150)*$T107*24/1000)","v":0},{"$f":"IF($D107=\"\",0,(_xlfn.XLOOKUP($D107,Daten!$A$152:$A$154,_xlfn.XLOOKUP(W$6,Daten!$B$151:$M$151,Daten!$B$152:$M$154))\n+IF($G107>_xlfn.XLOOKUP($D107,GI!$C$77:$G$77,GI!$C$80:$G$80),($G107-_xlfn.XLOOKUP($D107,GI!$C$77:$G$77,GI!$C$80:$G$80))/4,0))\n*_xlfn.XLOOKUP(W$6,Daten!$B$151:$M$151,Daten!$B$150:$M$150)*$T107*24/1000)","v":0},{"$f":"IF($D107=\"\",0,(_xlfn.XLOOKUP($D107,Daten!$A$152:$A$154,_xlfn.XLOOKUP(X$6,Daten!$B$151:$M$151,Daten!$B$152:$M$154))\n+IF($G107>_xlfn.XLOOKUP($D107,GI!$C$77:$G$77,GI!$C$80:$G$80),($G107-_xlfn.XLOOKUP($D107,GI!$C$77:$G$77,GI!$C$80:$G$80))/4,0))\n*_xlfn.XLOOKUP(X$6,Daten!$B$151:$M$151,Daten!$B$150:$M$150)*$T107*24/1000)","v":0},{"$f":"IF($D107=\"\",0,(_xlfn.XLOOKUP($D107,Daten!$A$152:$A$154,_xlfn.XLOOKUP(Y$6,Daten!$B$151:$M$151,Daten!$B$152:$M$154))\n+IF($G107>_xlfn.XLOOKUP($D107,GI!$C$77:$G$77,GI!$C$80:$G$80),($G107-_xlfn.XLOOKUP($D107,GI!$C$77:$G$77,GI!$C$80:$G$80))/4,0))\n*_xlfn.XLOOKUP(Y$6,Daten!$B$151:$M$151,Daten!$B$150:$M$150)*$T107*24/1000)","v":0},{"$f":"IF($D107=\"\",0,(_xlfn.XLOOKUP($D107,Daten!$A$152:$A$154,_xlfn.XLOOKUP(Z$6,Daten!$B$151:$M$151,Daten!$B$152:$M$154))\n+IF($G107>_xlfn.XLOOKUP($D107,GI!$C$77:$G$77,GI!$C$80:$G$80),($G107-_xlfn.XLOOKUP($D107,GI!$C$77:$G$77,GI!$C$80:$G$80))/4,0))\n*_xlfn.XLOOKUP(Z$6,Daten!$B$151:$M$151,Daten!$B$150:$M$150)*$T107*24/1000)","v":0},{"$f":"IF($D107=\"\",0,(_xlfn.XLOOKUP($D107,Daten!$A$152:$A$154,_xlfn.XLOOKUP(AA$6,Daten!$B$151:$M$151,Daten!$B$152:$M$154))\n+IF($G107>_xlfn.XLOOKUP($D107,GI!$C$77:$G$77,GI!$C$80:$G$80),($G107-_xlfn.XLOOKUP($D107,GI!$C$77:$G$77,GI!$C$80:$G$80))/4,0))\n*_xlfn.XLOOKUP(AA$6,Daten!$B$151:$M$151,Daten!$B$150:$M$150)*$T107*24/1000)","v":0},{"$f":"IF($D107=\"\",0,(_xlfn.XLOOKUP($D107,Daten!$A$152:$A$154,_xlfn.XLOOKUP(AB$6,Daten!$B$151:$M$151,Daten!$B$152:$M$154))\n+IF($G107>_xlfn.XLOOKUP($D107,GI!$C$77:$G$77,GI!$C$80:$G$80),($G107-_xlfn.XLOOKUP($D107,GI!$C$77:$G$77,GI!$C$80:$G$80))/4,0))\n*_xlfn.XLOOKUP(AB$6,Daten!$B$151:$M$151,Daten!$B$150:$M$150)*$T107*24/1000)","v":0},{"$f":"IF($D107=\"\",0,(_xlfn.XLOOKUP($D107,Daten!$A$152:$A$154,_xlfn.XLOOKUP(AC$6,Daten!$B$151:$M$151,Daten!$B$152:$M$154))\n+IF($G107>_xlfn.XLOOKUP($D107,GI!$C$77:$G$77,GI!$C$80:$G$80),($G107-_xlfn.XLOOKUP($D107,GI!$C$77:$G$77,GI!$C$80:$G$80))/4,0))\n*_xlfn.XLOOKUP(AC$6,Daten!$B$151:$M$151,Daten!$B$150:$M$150)*$T107*24/1000)","v":0},{"$f":"IF($D107=\"\",0,(_xlfn.XLOOKUP($D107,Daten!$A$152:$A$154,_xlfn.XLOOKUP(AD$6,Daten!$B$151:$M$151,Daten!$B$152:$M$154))\n+IF($G107>_xlfn.XLOOKUP($D107,GI!$C$77:$G$77,GI!$C$80:$G$80),($G107-_xlfn.XLOOKUP($D107,GI!$C$77:$G$77,GI!$C$80:$G$80))/4,0))\n*_xlfn.XLOOKUP(AD$6,Daten!$B$151:$M$151,Daten!$B$150:$M$150)*$T107*24/1000)","v":0},{"$f":"IF($D107=\"\",0,(_xlfn.XLOOKUP($D107,Daten!$A$152:$A$154,_xlfn.XLOOKUP(AE$6,Daten!$B$151:$M$151,Daten!$B$152:$M$154))\n+IF($G107>_xlfn.XLOOKUP($D107,GI!$C$77:$G$77,GI!$C$80:$G$80),($G107-_xlfn.XLOOKUP($D107,GI!$C$77:$G$77,GI!$C$80:$G$80))/4,0))\n*_xlfn.XLOOKUP(AE$6,Daten!$B$151:$M$151,Daten!$B$150:$M$150)*$T107*24/1000)","v":0},{"$f":"IF($D107=\"\",0,(_xlfn.XLOOKUP($D107,Daten!$A$152:$A$154,_xlfn.XLOOKUP(AF$6,Daten!$B$151:$M$151,Daten!$B$152:$M$154))\n+IF($G107>_xlfn.XLOOKUP($D107,GI!$C$77:$G$77,GI!$C$80:$G$80),($G107-_xlfn.XLOOKUP($D107,GI!$C$77:$G$77,GI!$C$80:$G$80))/4,0))\n*_xlfn.XLOOKUP(AF$6,Daten!$B$151:$M$151,Daten!$B$150:$M$150)*$T107*24/1000)","v":0},0]
[{"$nulls":7},"",{"$nulls":11},0,{"$f":"IF($D108=\"\",0,(_xlfn.XLOOKUP($D108,Daten!$A$152:$A$154,_xlfn.XLOOKUP(U$6,Daten!$B$151:$M$151,Daten!$B$152:$M$154))\n+IF($G108>_xlfn.XLOOKUP($D108,GI!$C$77:$G$77,GI!$C$80:$G$80),($G108-_xlfn.XLOOKUP($D108,GI!$C$77:$G$77,GI!$C$80:$G$80))/4,0))\n*_xlfn.XLOOKUP(U$6,Daten!$B$151:$M$151,Daten!$B$150:$M$150)*$T108*24/1000)","v":0},{"$f":"IF($D108=\"\",0,(_xlfn.XLOOKUP($D108,Daten!$A$152:$A$154,_xlfn.XLOOKUP(V$6,Daten!$B$151:$M$151,Daten!$B$152:$M$154))\n+IF($G108>_xlfn.XLOOKUP($D108,GI!$C$77:$G$77,GI!$C$80:$G$80),($G108-_xlfn.XLOOKUP($D108,GI!$C$77:$G$77,GI!$C$80:$G$80))/4,0))\n*_xlfn.XLOOKUP(V$6,Daten!$B$151:$M$151,Daten!$B$150:$M$150)*$T108*24/1000)","v":0},{"$f":"IF($D108=\"\",0,(_xlfn.XLOOKUP($D108,Daten!$A$152:$A$154,_xlfn.XLOOKUP(W$6,Daten!$B$151:$M$151,Daten!$B$152:$M$154))\n+IF($G108>_xlfn.XLOOKUP($D108,GI!$C$77:$G$77,GI!$C$80:$G$80),($G108-_xlfn.XLOOKUP($D108,GI!$C$77:$G$77,GI!$C$80:$G$80))/4,0))\n*_xlfn.XLOOKUP(W$6,Daten!$B$151:$M$151,Daten!$B$150:$M$150)*$T108*24/1000)","v":0},{"$f":"IF($D108=\"\",0,(_xlfn.XLOOKUP($D108,Daten!$A$152:$A$154,_xlfn.XLOOKUP(X$6,Daten!$B$151:$M$151,Daten!$B$152:$M$154))\n+IF($G108>_xlfn.XLOOKUP($D108,GI!$C$77:$G$77,GI!$C$80:$G$80),($G108-_xlfn.XLOOKUP($D108,GI!$C$77:$G$77,GI!$C$80:$G$80))/4,0))\n*_xlfn.XLOOKUP(X$6,Daten!$B$151:$M$151,Daten!$B$150:$M$150)*$T108*24/1000)","v":0},{"$f":"IF($D108=\"\",0,(_xlfn.XLOOKUP($D108,Daten!$A$152:$A$154,_xlfn.XLOOKUP(Y$6,Daten!$B$151:$M$151,Daten!$B$152:$M$154))\n+IF($G108>_xlfn.XLOOKUP($D108,GI!$C$77:$G$77,GI!$C$80:$G$80),($G108-_xlfn.XLOOKUP($D108,GI!$C$77:$G$77,GI!$C$80:$G$80))/4,0))\n*_xlfn.XLOOKUP(Y$6,Daten!$B$151:$M$151,Daten!$B$150:$M$150)*$T108*24/1000)","v":0},{"$f":"IF($D108=\"\",0,(_xlfn.XLOOKUP($D108,Daten!$A$152:$A$154,_xlfn.XLOOKUP(Z$6,Daten!$B$151:$M$151,Daten!$B$152:$M$154))\n+IF($G108>_xlfn.XLOOKUP($D108,GI!$C$77:$G$77,GI!$C$80:$G$80),($G108-_xlfn.XLOOKUP($D108,GI!$C$77:$G$77,GI!$C$80:$G$80))/4,0))\n*_xlfn.XLOOKUP(Z$6,Daten!$B$151:$M$151,Daten!$B$150:$M$150)*$T108*24/1000)","v":0},{"$f":"IF($D108=\"\",0,(_xlfn.XLOOKUP($D108,Daten!$A$152:$A$154,_xlfn.XLOOKUP(AA$6,Daten!$B$151:$M$151,Daten!$B$152:$M$154))\n+IF($G108>_xlfn.XLOOKUP($D108,GI!$C$77:$G$77,GI!$C$80:$G$80),($G108-_xlfn.XLOOKUP($D108,GI!$C$77:$G$77,GI!$C$80:$G$80))/4,0))\n*_xlfn.XLOOKUP(AA$6,Daten!$B$151:$M$151,Daten!$B$150:$M$150)*$T108*24/1000)","v":0},{"$f":"IF($D108=\"\",0,(_xlfn.XLOOKUP($D108,Daten!$A$152:$A$154,_xlfn.XLOOKUP(AB$6,Daten!$B$151:$M$151,Daten!$B$152:$M$154))\n+IF($G108>_xlfn.XLOOKUP($D108,GI!$C$77:$G$77,GI!$C$80:$G$80),($G108-_xlfn.XLOOKUP($D108,GI!$C$77:$G$77,GI!$C$80:$G$80))/4,0))\n*_xlfn.XLOOKUP(AB$6,Daten!$B$151:$M$151,Daten!$B$150:$M$150)*$T108*24/1000)","v":0},{"$f":"IF($D108=\"\",0,(_xlfn.XLOOKUP($D108,Daten!$A$152:$A$154,_xlfn.XLOOKUP(AC$6,Daten!$B$151:$M$151,Daten!$B$152:$M$154))\n+IF($G108>_xlfn.XLOOKUP($D108,GI!$C$77:$G$77,GI!$C$80:$G$80),($G108-_xlfn.XLOOKUP($D108,GI!$C$77:$G$77,GI!$C$80:$G$80))/4,0))\n*_xlfn.XLOOKUP(AC$6,Daten!$B$151:$M$151,Daten!$B$150:$M$150)*$T108*24/1000)","v":0},{"$f":"IF($D108=\"\",0,(_xlfn.XLOOKUP($D108,Daten!$A$152:$A$154,_xlfn.XLOOKUP(AD$6,Daten!$B$151:$M$151,Daten!$B$152:$M$154))\n+IF($G108>_xlfn.XLOOKUP($D108,GI!$C$77:$G$77,GI!$C$80:$G$80),($G108-_xlfn.XLOOKUP($D108,GI!$C$77:$G$77,GI!$C$80:$G$80))/4,0))\n*_xlfn.XLOOKUP(AD$6,Daten!$B$151:$M$151,Daten!$B$150:$M$150)*$T108*24/1000)","v":0},{"$f":"IF($D108=\"\",0,(_xlfn.XLOOKUP($D108,Daten!$A$152:$A$154,_xlfn.XLOOKUP(AE$6,Daten!$B$151:$M$151,Daten!$B$152:$M$154))\n+IF($G108>_xlfn.XLOOKUP($D108,GI!$C$77:$G$77,GI!$C$80:$G$80),($G108-_xlfn.XLOOKUP($D108,GI!$C$77:$G$77,GI!$C$80:$G$80))/4,0))\n*_xlfn.XLOOKUP(AE$6,Daten!$B$151:$M$151,Daten!$B$150:$M$150)*$T108*24/1000)","v":0},{"$f":"IF($D108=\"\",0,(_xlfn.XLOOKUP($D108,Daten!$A$152:$A$154,_xlfn.XLOOKUP(AF$6,Daten!$B$151:$M$151,Daten!$B$152:$M$154))\n+IF($G108>_xlfn.XLOOKUP($D108,GI!$C$77:$G$77,GI!$C$80:$G$80),($G108-_xlfn.XLOOKUP($D108,GI!$C$77:$G$77,GI!$C$80:$G$80))/4,0))\n*_xlfn.XLOOKUP(AF$6,Daten!$B$151:$M$151,Daten!$B$150:$M$150)*$T108*24/1000)","v":0},0]
[{"$nulls":7},"",{"$nulls":11},0,{"$f":"IF($D109=\"\",0,(_xlfn.XLOOKUP($D109,Daten!$A$152:$A$154,_xlfn.XLOOKUP(U$6,Daten!$B$151:$M$151,Daten!$B$152:$M$154))\n+IF($G109>_xlfn.XLOOKUP($D109,GI!$C$77:$G$77,GI!$C$80:$G$80),($G109-_xlfn.XLOOKUP($D109,GI!$C$77:$G$77,GI!$C$80:$G$80))/4,0))\n*_xlfn.XLOOKUP(U$6,Daten!$B$151:$M$151,Daten!$B$150:$M$150)*$T109*24/1000)","v":0},{"$f":"IF($D109=\"\",0,(_xlfn.XLOOKUP($D109,Daten!$A$152:$A$154,_xlfn.XLOOKUP(V$6,Daten!$B$151:$M$151,Daten!$B$152:$M$154))\n+IF($G109>_xlfn.XLOOKUP($D109,GI!$C$77:$G$77,GI!$C$80:$G$80),($G109-_xlfn.XLOOKUP($D109,GI!$C$77:$G$77,GI!$C$80:$G$80))/4,0))\n*_xlfn.XLOOKUP(V$6,Daten!$B$151:$M$151,Daten!$B$150:$M$150)*$T109*24/1000)","v":0},{"$f":"IF($D109=\"\",0,(_xlfn.XLOOKUP($D109,Daten!$A$152:$A$154,_xlfn.XLOOKUP(W$6,Daten!$B$151:$M$151,Daten!$B$152:$M$154))\n+IF($G109>_xlfn.XLOOKUP($D109,GI!$C$77:$G$77,GI!$C$80:$G$80),($G109-_xlfn.XLOOKUP($D109,GI!$C$77:$G$77,GI!$C$80:$G$80))/4,0))\n*_xlfn.XLOOKUP(W$6,Daten!$B$151:$M$151,Daten!$B$150:$M$150)*$T109*24/1000)","v":0},{"$f":"IF($D109=\"\",0,(_xlfn.XLOOKUP($D109,Daten!$A$152:$A$154,_xlfn.XLOOKUP(X$6,Daten!$B$151:$M$151,Daten!$B$152:$M$154))\n+IF($G109>_xlfn.XLOOKUP($D109,GI!$C$77:$G$77,GI!$C$80:$G$80),($G109-_xlfn.XLOOKUP($D109,GI!$C$77:$G$77,GI!$C$80:$G$80))/4,0))\n*_xlfn.XLOOKUP(X$6,Daten!$B$151:$M$151,Daten!$B$150:$M$150)*$T109*24/1000)","v":0},{"$f":"IF($D109=\"\",0,(_xlfn.XLOOKUP($D109,Daten!$A$152:$A$154,_xlfn.XLOOKUP(Y$6,Daten!$B$151:$M$151,Daten!$B$152:$M$154))\n+IF($G109>_xlfn.XLOOKUP($D109,GI!$C$77:$G$77,GI!$C$80:$G$80),($G109-_xlfn.XLOOKUP($D109,GI!$C$77:$G$77,GI!$C$80:$G$80))/4,0))\n*_xlfn.XLOOKUP(Y$6,Daten!$B$151:$M$151,Daten!$B$150:$M$150)*$T109*24/1000)","v":0},{"$f":"IF($D109=\"\",0,(_xlfn.XLOOKUP($D109,Daten!$A$152:$A$154,_xlfn.XLOOKUP(Z$6,Daten!$B$151:$M$151,Daten!$B$152:$M$154))\n+IF($G109>_xlfn.XLOOKUP($D109,GI!$C$77:$G$77,GI!$C$80:$G$80),($G109-_xlfn.XLOOKUP($D109,GI!$C$77:$G$77,GI!$C$80:$G$80))/4,0))\n*_xlfn.XLOOKUP(Z$6,Daten!$B$151:$M$151,Daten!$B$150:$M$150)*$T109*24/1000)","v":0},{"$f":"IF($D109=\"\",0,(_xlfn.XLOOKUP($D109,Daten!$A$152:$A$154,_xlfn.XLOOKUP(AA$6,Daten!$B$151:$M$151,Daten!$B$152:$M$154))\n+IF($G109>_xlfn.XLOOKUP($D109,GI!$C$77:$G$77,GI!$C$80:$G$80),($G109-_xlfn.XLOOKUP($D109,GI!$C$77:$G$77,GI!$C$80:$G$80))/4,0))\n*_xlfn.XLOOKUP(AA$6,Daten!$B$151:$M$151,Daten!$B$150:$M$150)*$T109*24/1000)","v":0},{"$f":"IF($D109=\"\",0,(_xlfn.XLOOKUP($D109,Daten!$A$152:$A$154,_xlfn.XLOOKUP(AB$6,Daten!$B$151:$M$151,Daten!$B$152:$M$154))\n+IF($G109>_xlfn.XLOOKUP($D109,GI!$C$77:$G$77,GI!$C$80:$G$80),($G109-_xlfn.XLOOKUP($D109,GI!$C$77:$G$77,GI!$C$80:$G$80))/4,0))\n*_xlfn.XLOOKUP(AB$6,Daten!$B$151:$M$151,Daten!$B$150:$M$150)*$T109*24/1000)","v":0},{"$f":"IF($D109=\"\",0,(_xlfn.XLOOKUP($D109,Daten!$A$152:$A$154,_xlfn.XLOOKUP(AC$6,Daten!$B$151:$M$151,Daten!$B$152:$M$154))\n+IF($G109>_xlfn.XLOOKUP($D109,GI!$C$77:$G$77,GI!$C$80:$G$80),($G109-_xlfn.XLOOKUP($D109,GI!$C$77:$G$77,GI!$C$80:$G$80))/4,0))\n*_xlfn.XLOOKUP(AC$6,Daten!$B$151:$M$151,Daten!$B$150:$M$150)*$T109*24/1000)","v":0},{"$f":"IF($D109=\"\",0,(_xlfn.XLOOKUP($D109,Daten!$A$152:$A$154,_xlfn.XLOOKUP(AD$6,Daten!$B$151:$M$151,Daten!$B$152:$M$154))\n+IF($G109>_xlfn.XLOOKUP($D109,GI!$C$77:$G$77,GI!$C$80:$G$80),($G109-_xlfn.XLOOKUP($D109,GI!$C$77:$G$77,GI!$C$80:$G$80))/4,0))\n*_xlfn.XLOOKUP(AD$6,Daten!$B$151:$M$151,Daten!$B$150:$M$150)*$T109*24/1000)","v":0},{"$f":"IF($D109=\"\",0,(_xlfn.XLOOKUP($D109,Daten!$A$152:$A$154,_xlfn.XLOOKUP(AE$6,Daten!$B$151:$M$151,Daten!$B$152:$M$154))\n+IF($G109>_xlfn.XLOOKUP($D109,GI!$C$77:$G$77,GI!$C$80:$G$80),($G109-_xlfn.XLOOKUP($D109,GI!$C$77:$G$77,GI!$C$80:$G$80))/4,0))\n*_xlfn.XLOOKUP(AE$6,Daten!$B$151:$M$151,Daten!$B$150:$M$150)*$T109*24/1000)","v":0},{"$f":"IF($D109=\"\",0,(_xlfn.XLOOKUP($D109,Daten!$A$152:$A$154,_xlfn.XLOOKUP(AF$6,Daten!$B$151:$M$151,Daten!$B$152:$M$154))\n+IF($G109>_xlfn.XLOOKUP($D109,GI!$C$77:$G$77,GI!$C$80:$G$80),($G109-_xlfn.XLOOKUP($D109,GI!$C$77:$G$77,GI!$C$80:$G$80))/4,0))\n*_xlfn.XLOOKUP(AF$6,Daten!$B$151:$M$151,Daten!$B$150:$M$150)*$T109*24/1000)","v":0},0]
[]
[null,null,"2.1.1 Fotos, Beschreibungen und Bemerkungen"]
[null,null,"Freitext. "]
[]
[null,null,"2.2 Wände"]
[{"$nulls":19},0,{"$f":"IF($D115=\"\",0,(_xlfn.XLOOKUP($D115,Daten!$A$152:$A$154,_xlfn.XLOOKUP(U$6,Daten!$B$151:$M$151,Daten!$B$152:$M$154))\n+IF($G115>_xlfn.XLOOKUP($D115,GI!$C$77:$G$77,GI!$C$80:$G$80),($G115-_xlfn.XLOOKUP($D115,GI!$C$77:$G$77,GI!$C$80:$G$80))/4,0))\n*_xlfn.XLOOKUP(U$6,Daten!$B$151:$M$151,Daten!$B$150:$M$150)*$T115*24/1000)","v":0},{"$f":"IF($D115=\"\",0,(_xlfn.XLOOKUP($D115,Daten!$A$152:$A$154,_xlfn.XLOOKUP(V$6,Daten!$B$151:$M$151,Daten!$B$152:$M$154))\n+IF($G115>_xlfn.XLOOKUP($D115,GI!$C$77:$G$77,GI!$C$80:$G$80),($G115-_xlfn.XLOOKUP($D115,GI!$C$77:$G$77,GI!$C$80:$G$80))/4,0))\n*_xlfn.XLOOKUP(V$6,Daten!$B$151:$M$151,Daten!$B$150:$M$150)*$T115*24/1000)","v":0},{"$f":"IF($D115=\"\",0,(_xlfn.XLOOKUP($D115,Daten!$A$152:$A$154,_xlfn.XLOOKUP(W$6,Daten!$B$151:$M$151,Daten!$B$152:$M$154))\n+IF($G115>_xlfn.XLOOKUP($D115,GI!$C$77:$G$77,GI!$C$80:$G$80),($G115-_xlfn.XLOOKUP($D115,GI!$C$77:$G$77,GI!$C$80:$G$80))/4,0))\n*_xlfn.XLOOKUP(W$6,Daten!$B$151:$M$151,Daten!$B$150:$M$150)*$T115*24/1000)","v":0},{"$f":"IF($D115=\"\",0,(_xlfn.XLOOKUP($D115,Daten!$A$152:$A$154,_xlfn.XLOOKUP(X$6,Daten!$B$151:$M$151,Daten!$B$152:$M$154))\n+IF($G115>_xlfn.XLOOKUP($D115,GI!$C$77:$G$77,GI!$C$80:$G$80),($G115-_xlfn.XLOOKUP($D115,GI!$C$77:$G$77,GI!$C$80:$G$80))/4,0))\n*_xlfn.XLOOKUP(X$6,Daten!$B$151:$M$151,Daten!$B$150:$M$150)*$T115*24/1000)","v":0},{"$f":"IF($D115=\"\",0,(_xlfn.XLOOKUP($D115,Daten!$A$152:$A$154,_xlfn.XLOOKUP(Y$6,Daten!$B$151:$M$151,Daten!$B$152:$M$154))\n+IF($G115>_xlfn.XLOOKUP($D115,GI!$C$77:$G$77,GI!$C$80:$G$80),($G115-_xlfn.XLOOKUP($D115,GI!$C$77:$G$77,GI!$C$80:$G$80))/4,0))\n*_xlfn.XLOOKUP(Y$6,Daten!$B$151:$M$151,Daten!$B$150:$M$150)*$T115*24/1000)","v":0},{"$f":"IF($D115=\"\",0,(_xlfn.XLOOKUP($D115,Daten!$A$152:$A$154,_xlfn.XLOOKUP(Z$6,Daten!$B$151:$M$151,Daten!$B$152:$M$154))\n+IF($G115>_xlfn.XLOOKUP($D115,GI!$C$77:$G$77,GI!$C$80:$G$80),($G115-_xlfn.XLOOKUP($D115,GI!$C$77:$G$77,GI!$C$80:$G$80))/4,0))\n*_xlfn.XLOOKUP(Z$6,Daten!$B$151:$M$151,Daten!$B$150:$M$150)*$T115*24/1000)","v":0},{"$f":"IF($D115=\"\",0,(_xlfn.XLOOKUP($D115,Daten!$A$152:$A$154,_xlfn.XLOOKUP(AA$6,Daten!$B$151:$M$151,Daten!$B$152:$M$154))\n+IF($G115>_xlfn.XLOOKUP($D115,GI!$C$77:$G$77,GI!$C$80:$G$80),($G115-_xlfn.XLOOKUP($D115,GI!$C$77:$G$77,GI!$C$80:$G$80))/4,0))\n*_xlfn.XLOOKUP(AA$6,Daten!$B$151:$M$151,Daten!$B$150:$M$150)*$T115*24/1000)","v":0},{"$f":"IF($D115=\"\",0,(_xlfn.XLOOKUP($D115,Daten!$A$152:$A$154,_xlfn.XLOOKUP(AB$6,Daten!$B$151:$M$151,Daten!$B$152:$M$154))\n+IF($G115>_xlfn.XLOOKUP($D115,GI!$C$77:$G$77,GI!$C$80:$G$80),($G115-_xlfn.XLOOKUP($D115,GI!$C$77:$G$77,GI!$C$80:$G$80))/4,0))\n*_xlfn.XLOOKUP(AB$6,Daten!$B$151:$M$151,Daten!$B$150:$M$150)*$T115*24/1000)","v":0},{"$f":"IF($D115=\"\",0,(_xlfn.XLOOKUP($D115,Daten!$A$152:$A$154,_xlfn.XLOOKUP(AC$6,Daten!$B$151:$M$151,Daten!$B$152:$M$154))\n+IF($G115>_xlfn.XLOOKUP($D115,GI!$C$77:$G$77,GI!$C$80:$G$80),($G115-_xlfn.XLOOKUP($D115,GI!$C$77:$G$77,GI!$C$80:$G$80))/4,0))\n*_xlfn.XLOOKUP(AC$6,Daten!$B$151:$M$151,Daten!$B$150:$M$150)*$T115*24/1000)","v":0},{"$f":"IF($D115=\"\",0,(_xlfn.XLOOKUP($D115,Daten!$A$152:$A$154,_xlfn.XLOOKUP(AD$6,Daten!$B$151:$M$151,Daten!$B$152:$M$154))\n+IF($G115>_xlfn.XLOOKUP($D115,GI!$C$77:$G$77,GI!$C$80:$G$80),($G115-_xlfn.XLOOKUP($D115,GI!$C$77:$G$77,GI!$C$80:$G$80))/4,0))\n*_xlfn.XLOOKUP(AD$6,Daten!$B$151:$M$151,Daten!$B$150:$M$150)*$T115*24/1000)","v":0},{"$f":"IF($D115=\"\",0,(_xlfn.XLOOKUP($D115,Daten!$A$152:$A$154,_xlfn.XLOOKUP(AE$6,Daten!$B$151:$M$151,Daten!$B$152:$M$154))\n+IF($G115>_xlfn.XLOOKUP($D115,GI!$C$77:$G$77,GI!$C$80:$G$80),($G115-_xlfn.XLOOKUP($D115,GI!$C$77:$G$77,GI!$C$80:$G$80))/4,0))\n*_xlfn.XLOOKUP(AE$6,Daten!$B$151:$M$151,Daten!$B$150:$M$150)*$T115*24/1000)","v":0},{"$f":"IF($D115=\"\",0,(_xlfn.XLOOKUP($D115,Daten!$A$152:$A$154,_xlfn.XLOOKUP(AF$6,Daten!$B$151:$M$151,Daten!$B$152:$M$154))\n+IF($G115>_xlfn.XLOOKUP($D115,GI!$C$77:$G$77,GI!$C$80:$G$80),($G115-_xlfn.XLOOKUP($D115,GI!$C$77:$G$77,GI!$C$80:$G$80))/4,0))\n*_xlfn.XLOOKUP(AF$6,Daten!$B$151:$M$151,Daten!$B$150:$M$150)*$T115*24/1000)","v":0},{"$f":"SUM(U115:AF115)","v":0}]
[{"$nulls":19},0,{"$f":"IF($D116=\"\",0,(_xlfn.XLOOKUP($D116,Daten!$A$152:$A$154,_xlfn.XLOOKUP(U$6,Daten!$B$151:$M$151,Daten!$B$152:$M$154))\n+IF($G116>_xlfn.XLOOKUP($D116,GI!$C$77:$G$77,GI!$C$80:$G$80),($G116-_xlfn.XLOOKUP($D116,GI!$C$77:$G$77,GI!$C$80:$G$80))/4,0))\n*_xlfn.XLOOKUP(U$6,Daten!$B$151:$M$151,Daten!$B$150:$M$150)*$T116*24/1000)","v":0},{"$f":"IF($D116=\"\",0,(_xlfn.XLOOKUP($D116,Daten!$A$152:$A$154,_xlfn.XLOOKUP(V$6,Daten!$B$151:$M$151,Daten!$B$152:$M$154))\n+IF($G116>_xlfn.XLOOKUP($D116,GI!$C$77:$G$77,GI!$C$80:$G$80),($G116-_xlfn.XLOOKUP($D116,GI!$C$77:$G$77,GI!$C$80:$G$80))/4,0))\n*_xlfn.XLOOKUP(V$6,Daten!$B$151:$M$151,Daten!$B$150:$M$150)*$T116*24/1000)","v":0},{"$f":"IF($D116=\"\",0,(_xlfn.XLOOKUP($D116,Daten!$A$152:$A$154,_xlfn.XLOOKUP(W$6,Daten!$B$151:$M$151,Daten!$B$152:$M$154))\n+IF($G116>_xlfn.XLOOKUP($D116,GI!$C$77:$G$77,GI!$C$80:$G$80),($G116-_xlfn.XLOOKUP($D116,GI!$C$77:$G$77,GI!$C$80:$G$80))/4,0))\n*_xlfn.XLOOKUP(W$6,Daten!$B$151:$M$151,Daten!$B$150:$M$150)*$T116*24/1000)","v":0},{"$f":"IF($D116=\"\",0,(_xlfn.XLOOKUP($D116,Daten!$A$152:$A$154,_xlfn.XLOOKUP(X$6,Daten!$B$151:$M$151,Daten!$B$152:$M$154))\n+IF($G116>_xlfn.XLOOKUP($D116,GI!$C$77:$G$77,GI!$C$80:$G$80),($G116-_xlfn.XLOOKUP($D116,GI!$C$77:$G$77,GI!$C$80:$G$80))/4,0))\n*_xlfn.XLOOKUP(X$6,Daten!$B$151:$M$151,Daten!$B$150:$M$150)*$T116*24/1000)","v":0},{"$f":"IF($D116=\"\",0,(_xlfn.XLOOKUP($D116,Daten!$A$152:$A$154,_xlfn.XLOOKUP(Y$6,Daten!$B$151:$M$151,Daten!$B$152:$M$154))\n+IF($G116>_xlfn.XLOOKUP($D116,GI!$C$77:$G$77,GI!$C$80:$G$80),($G116-_xlfn.XLOOKUP($D116,GI!$C$77:$G$77,GI!$C$80:$G$80))/4,0))\n*_xlfn.XLOOKUP(Y$6,Daten!$B$151:$M$151,Daten!$B$150:$M$150)*$T116*24/1000)","v":0},{"$f":"IF($D116=\"\",0,(_xlfn.XLOOKUP($D116,Daten!$A$152:$A$154,_xlfn.XLOOKUP(Z$6,Daten!$B$151:$M$151,Daten!$B$152:$M$154))\n+IF($G116>_xlfn.XLOOKUP($D116,GI!$C$77:$G$77,GI!$C$80:$G$80),($G116-_xlfn.XLOOKUP($D116,GI!$C$77:$G$77,GI!$C$80:$G$80))/4,0))\n*_xlfn.XLOOKUP(Z$6,Daten!$B$151:$M$151,Daten!$B$150:$M$150)*$T116*24/1000)","v":0},{"$f":"IF($D116=\"\",0,(_xlfn.XLOOKUP($D116,Daten!$A$152:$A$154,_xlfn.XLOOKUP(AA$6,Daten!$B$151:$M$151,Daten!$B$152:$M$154))\n+IF($G116>_xlfn.XLOOKUP($D116,GI!$C$77:$G$77,GI!$C$80:$G$80),($G116-_xlfn.XLOOKUP($D116,GI!$C$77:$G$77,GI!$C$80:$G$80))/4,0))\n*_xlfn.XLOOKUP(AA$6,Daten!$B$151:$M$151,Daten!$B$150:$M$150)*$T116*24/1000)","v":0},{"$f":"IF($D116=\"\",0,(_xlfn.XLOOKUP($D116,Daten!$A$152:$A$154,_xlfn.XLOOKUP(AB$6,Daten!$B$151:$M$151,Daten!$B$152:$M$154))\n+IF($G116>_xlfn.XLOOKUP($D116,GI!$C$77:$G$77,GI!$C$80:$G$80),($G116-_xlfn.XLOOKUP($D116,GI!$C$77:$G$77,GI!$C$80:$G$80))/4,0))\n*_xlfn.XLOOKUP(AB$6,Daten!$B$151:$M$151,Daten!$B$150:$M$150)*$T116*24/1000)","v":0},{"$f":"IF($D116=\"\",0,(_xlfn.XLOOKUP($D116,Daten!$A$152:$A$154,_xlfn.XLOOKUP(AC$6,Daten!$B$151:$M$151,Daten!$B$152:$M$154))\n+IF($G116>_xlfn.XLOOKUP($D116,GI!$C$77:$G$77,GI!$C$80:$G$80),($G116-_xlfn.XLOOKUP($D116,GI!$C$77:$G$77,GI!$C$80:$G$80))/4,0))\n*_xlfn.XLOOKUP(AC$6,Daten!$B$151:$M$151,Daten!$B$150:$M$150)*$T116*24/1000)","v":0},{"$f":"IF($D116=\"\",0,(_xlfn.XLOOKUP($D116,Daten!$A$152:$A$154,_xlfn.XLOOKUP(AD$6,Daten!$B$151:$M$151,Daten!$B$152:$M$154))\n+IF($G116>_xlfn.XLOOKUP($D116,GI!$C$77:$G$77,GI!$C$80:$G$80),($G116-_xlfn.XLOOKUP($D116,GI!$C$77:$G$77,GI!$C$80:$G$80))/4,0))\n*_xlfn.XLOOKUP(AD$6,Daten!$B$151:$M$151,Daten!$B$150:$M$150)*$T116*24/1000)","v":0},{"$f":"IF($D116=\"\",0,(_xlfn.XLOOKUP($D116,Daten!$A$152:$A$154,_xlfn.XLOOKUP(AE$6,Daten!$B$151:$M$151,Daten!$B$152:$M$154))\n+IF($G116>_xlfn.XLOOKUP($D116,GI!$C$77:$G$77,GI!$C$80:$G$80),($G116-_xlfn.XLOOKUP($D116,GI!$C$77:$G$77,GI!$C$80:$G$80))/4,0))\n*_xlfn.XLOOKUP(AE$6,Daten!$B$151:$M$151,Daten!$B$150:$M$150)*$T116*24/1000)","v":0},{"$f":"IF($D116=\"\",0,(_xlfn.XLOOKUP($D116,Daten!$A$152:$A$154,_xlfn.XLOOKUP(AF$6,Daten!$B$151:$M$151,Daten!$B$152:$M$154))\n+IF($G116>_xlfn.XLOOKUP($D116,GI!$C$77:$G$77,GI!$C$80:$G$80),($G116-_xlfn.XLOOKUP($D116,GI!$C$77:$G$77,GI!$C$80:$G$80))/4,0))\n*_xlfn.XLOOKUP(AF$6,Daten!$B$151:$M$151,Daten!$B$150:$M$150)*$T116*24/1000)","v":0},0]
[{"$nulls":19},0,{"$f":"IF($D117=\"\",0,(_xlfn.XLOOKUP($D117,Daten!$A$152:$A$154,_xlfn.XLOOKUP(U$6,Daten!$B$151:$M$151,Daten!$B$152:$M$154))\n+IF($G117>_xlfn.XLOOKUP($D117,GI!$C$77:$G$77,GI!$C$80:$G$80),($G117-_xlfn.XLOOKUP($D117,GI!$C$77:$G$77,GI!$C$80:$G$80))/4,0))\n*_xlfn.XLOOKUP(U$6,Daten!$B$151:$M$151,Daten!$B$150:$M$150)*$T117*24/1000)","v":0},{"$f":"IF($D117=\"\",0,(_xlfn.XLOOKUP($D117,Daten!$A$152:$A$154,_xlfn.XLOOKUP(V$6,Daten!$B$151:$M$151,Daten!$B$152:$M$154))\n+IF($G117>_xlfn.XLOOKUP($D117,GI!$C$77:$G$77,GI!$C$80:$G$80),($G117-_xlfn.XLOOKUP($D117,GI!$C$77:$G$77,GI!$C$80:$G$80))/4,0))\n*_xlfn.XLOOKUP(V$6,Daten!$B$151:$M$151,Daten!$B$150:$M$150)*$T117*24/1000)","v":0},{"$f":"IF($D117=\"\",0,(_xlfn.XLOOKUP($D117,Daten!$A$152:$A$154,_xlfn.XLOOKUP(W$6,Daten!$B$151:$M$151,Daten!$B$152:$M$154))\n+IF($G117>_xlfn.XLOOKUP($D117,GI!$C$77:$G$77,GI!$C$80:$G$80),($G117-_xlfn.XLOOKUP($D117,GI!$C$77:$G$77,GI!$C$80:$G$80))/4,0))\n*_xlfn.XLOOKUP(W$6,Daten!$B$151:$M$151,Daten!$B$150:$M$150)*$T117*24/1000)","v":0},{"$f":"IF($D117=\"\",0,(_xlfn.XLOOKUP($D117,Daten!$A$152:$A$154,_xlfn.XLOOKUP(X$6,Daten!$B$151:$M$151,Daten!$B$152:$M$154))\n+IF($G117>_xlfn.XLOOKUP($D117,GI!$C$77:$G$77,GI!$C$80:$G$80),($G117-_xlfn.XLOOKUP($D117,GI!$C$77:$G$77,GI!$C$80:$G$80))/4,0))\n*_xlfn.XLOOKUP(X$6,Daten!$B$151:$M$151,Daten!$B$150:$M$150)*$T117*24/1000)","v":0},{"$f":"IF($D117=\"\",0,(_xlfn.XLOOKUP($D117,Daten!$A$152:$A$154,_xlfn.XLOOKUP(Y$6,Daten!$B$151:$M$151,Daten!$B$152:$M$154))\n+IF($G117>_xlfn.XLOOKUP($D117,GI!$C$77:$G$77,GI!$C$80:$G$80),($G117-_xlfn.XLOOKUP($D117,GI!$C$77:$G$77,GI!$C$80:$G$80))/4,0))\n*_xlfn.XLOOKUP(Y$6,Daten!$B$151:$M$151,Daten!$B$150:$M$150)*$T117*24/1000)","v":0},{"$f":"IF($D117=\"\",0,(_xlfn.XLOOKUP($D117,Daten!$A$152:$A$154,_xlfn.XLOOKUP(Z$6,Daten!$B$151:$M$151,Daten!$B$152:$M$154))\n+IF($G117>_xlfn.XLOOKUP($D117,GI!$C$77:$G$77,GI!$C$80:$G$80),($G117-_xlfn.XLOOKUP($D117,GI!$C$77:$G$77,GI!$C$80:$G$80))/4,0))\n*_xlfn.XLOOKUP(Z$6,Daten!$B$151:$M$151,Daten!$B$150:$M$150)*$T117*24/1000)","v":0},{"$f":"IF($D117=\"\",0,(_xlfn.XLOOKUP($D117,Daten!$A$152:$A$154,_xlfn.XLOOKUP(AA$6,Daten!$B$151:$M$151,Daten!$B$152:$M$154))\n+IF($G117>_xlfn.XLOOKUP($D117,GI!$C$77:$G$77,GI!$C$80:$G$80),($G117-_xlfn.XLOOKUP($D117,GI!$C$77:$G$77,GI!$C$80:$G$80))/4,0))\n*_xlfn.XLOOKUP(AA$6,Daten!$B$151:$M$151,Daten!$B$150:$M$150)*$T117*24/1000)","v":0},{"$f":"IF($D117=\"\",0,(_xlfn.XLOOKUP($D117,Daten!$A$152:$A$154,_xlfn.XLOOKUP(AB$6,Daten!$B$151:$M$151,Daten!$B$152:$M$154))\n+IF($G117>_xlfn.XLOOKUP($D117,GI!$C$77:$G$77,GI!$C$80:$G$80),($G117-_xlfn.XLOOKUP($D117,GI!$C$77:$G$77,GI!$C$80:$G$80))/4,0))\n*_xlfn.XLOOKUP(AB$6,Daten!$B$151:$M$151,Daten!$B$150:$M$150)*$T117*24/1000)","v":0},{"$f":"IF($D117=\"\",0,(_xlfn.XLOOKUP($D117,Daten!$A$152:$A$154,_xlfn.XLOOKUP(AC$6,Daten!$B$151:$M$151,Daten!$B$152:$M$154))\n+IF($G117>_xlfn.XLOOKUP($D117,GI!$C$77:$G$77,GI!$C$80:$G$80),($G117-_xlfn.XLOOKUP($D117,GI!$C$77:$G$77,GI!$C$80:$G$80))/4,0))\n*_xlfn.XLOOKUP(AC$6,Daten!$B$151:$M$151,Daten!$B$150:$M$150)*$T117*24/1000)","v":0},{"$f":"IF($D117=\"\",0,(_xlfn.XLOOKUP($D117,Daten!$A$152:$A$154,_xlfn.XLOOKUP(AD$6,Daten!$B$151:$M$151,Daten!$B$152:$M$154))\n+IF($G117>_xlfn.XLOOKUP($D117,GI!$C$77:$G$77,GI!$C$80:$G$80),($G117-_xlfn.XLOOKUP($D117,GI!$C$77:$G$77,GI!$C$80:$G$80))/4,0))\n*_xlfn.XLOOKUP(AD$6,Daten!$B$151:$M$151,Daten!$B$150:$M$150)*$T117*24/1000)","v":0},{"$f":"IF($D117=\"\",0,(_xlfn.XLOOKUP($D117,Daten!$A$152:$A$154,_xlfn.XLOOKUP(AE$6,Daten!$B$151:$M$151,Daten!$B$152:$M$154))\n+IF($G117>_xlfn.XLOOKUP($D117,GI!$C$77:$G$77,GI!$C$80:$G$80),($G117-_xlfn.XLOOKUP($D117,GI!$C$77:$G$77,GI!$C$80:$G$80))/4,0))\n*_xlfn.XLOOKUP(AE$6,Daten!$B$151:$M$151,Daten!$B$150:$M$150)*$T117*24/1000)","v":0},{"$f":"IF($D117=\"\",0,(_xlfn.XLOOKUP($D117,Daten!$A$152:$A$154,_xlfn.XLOOKUP(AF$6,Daten!$B$151:$M$151,Daten!$B$152:$M$154))\n+IF($G117>_xlfn.XLOOKUP($D117,GI!$C$77:$G$77,GI!$C$80:$G$80),($G117-_xlfn.XLOOKUP($D117,GI!$C$77:$G$77,GI!$C$80:$G$80))/4,0))\n*_xlfn.XLOOKUP(AF$6,Daten!$B$151:$M$151,Daten!$B$150:$M$150)*$T117*24/1000)","v":0},0]
[{"$nulls":7},"",{"$nulls":11},0,{"$f":"IF($D118=\"\",0,(_xlfn.XLOOKUP($D118,Daten!$A$152:$A$154,_xlfn.XLOOKUP(U$6,Daten!$B$151:$M$151,Daten!$B$152:$M$154))\n+IF($G118>_xlfn.XLOOKUP($D118,GI!$C$77:$G$77,GI!$C$80:$G$80),($G118-_xlfn.XLOOKUP($D118,GI!$C$77:$G$77,GI!$C$80:$G$80))/4,0))\n*_xlfn.XLOOKUP(U$6,Daten!$B$151:$M$151,Daten!$B$150:$M$150)*$T118*24/1000)","v":0},{"$f":"IF($D118=\"\",0,(_xlfn.XLOOKUP($D118,Daten!$A$152:$A$154,_xlfn.XLOOKUP(V$6,Daten!$B$151:$M$151,Daten!$B$152:$M$154))\n+IF($G118>_xlfn.XLOOKUP($D118,GI!$C$77:$G$77,GI!$C$80:$G$80),($G118-_xlfn.XLOOKUP($D118,GI!$C$77:$G$77,GI!$C$80:$G$80))/4,0))\n*_xlfn.XLOOKUP(V$6,Daten!$B$151:$M$151,Daten!$B$150:$M$150)*$T118*24/1000)","v":0},{"$f":"IF($D118=\"\",0,(_xlfn.XLOOKUP($D118,Daten!$A$152:$A$154,_xlfn.XLOOKUP(W$6,Daten!$B$151:$M$151,Daten!$B$152:$M$154))\n+IF($G118>_xlfn.XLOOKUP($D118,GI!$C$77:$G$77,GI!$C$80:$G$80),($G118-_xlfn.XLOOKUP($D118,GI!$C$77:$G$77,GI!$C$80:$G$80))/4,0))\n*_xlfn.XLOOKUP(W$6,Daten!$B$151:$M$151,Daten!$B$150:$M$150)*$T118*24/1000)","v":0},{"$f":"IF($D118=\"\",0,(_xlfn.XLOOKUP($D118,Daten!$A$152:$A$154,_xlfn.XLOOKUP(X$6,Daten!$B$151:$M$151,Daten!$B$152:$M$154))\n+IF($G118>_xlfn.XLOOKUP($D118,GI!$C$77:$G$77,GI!$C$80:$G$80),($G118-_xlfn.XLOOKUP($D118,GI!$C$77:$G$77,GI!$C$80:$G$80))/4,0))\n*_xlfn.XLOOKUP(X$6,Daten!$B$151:$M$151,Daten!$B$150:$M$150)*$T118*24/1000)","v":0},{"$f":"IF($D118=\"\",0,(_xlfn.XLOOKUP($D118,Daten!$A$152:$A$154,_xlfn.XLOOKUP(Y$6,Daten!$B$151:$M$151,Daten!$B$152:$M$154))\n+IF($G118>_xlfn.XLOOKUP($D118,GI!$C$77:$G$77,GI!$C$80:$G$80),($G118-_xlfn.XLOOKUP($D118,GI!$C$77:$G$77,GI!$C$80:$G$80))/4,0))\n*_xlfn.XLOOKUP(Y$6,Daten!$B$151:$M$151,Daten!$B$150:$M$150)*$T118*24/1000)","v":0},{"$f":"IF($D118=\"\",0,(_xlfn.XLOOKUP($D118,Daten!$A$152:$A$154,_xlfn.XLOOKUP(Z$6,Daten!$B$151:$M$151,Daten!$B$152:$M$154))\n+IF($G118>_xlfn.XLOOKUP($D118,GI!$C$77:$G$77,GI!$C$80:$G$80),($G118-_xlfn.XLOOKUP($D118,GI!$C$77:$G$77,GI!$C$80:$G$80))/4,0))\n*_xlfn.XLOOKUP(Z$6,Daten!$B$151:$M$151,Daten!$B$150:$M$150)*$T118*24/1000)","v":0},{"$f":"IF($D118=\"\",0,(_xlfn.XLOOKUP($D118,Daten!$A$152:$A$154,_xlfn.XLOOKUP(AA$6,Daten!$B$151:$M$151,Daten!$B$152:$M$154))\n+IF($G118>_xlfn.XLOOKUP($D118,GI!$C$77:$G$77,GI!$C$80:$G$80),($G118-_xlfn.XLOOKUP($D118,GI!$C$77:$G$77,GI!$C$80:$G$80))/4,0))\n*_xlfn.XLOOKUP(AA$6,Daten!$B$151:$M$151,Daten!$B$150:$M$150)*$T118*24/1000)","v":0},{"$f":"IF($D118=\"\",0,(_xlfn.XLOOKUP($D118,Daten!$A$152:$A$154,_xlfn.XLOOKUP(AB$6,Daten!$B$151:$M$151,Daten!$B$152:$M$154))\n+IF($G118>_xlfn.XLOOKUP($D118,GI!$C$77:$G$77,GI!$C$80:$G$80),($G118-_xlfn.XLOOKUP($D118,GI!$C$77:$G$77,GI!$C$80:$G$80))/4,0))\n*_xlfn.XLOOKUP(AB$6,Daten!$B$151:$M$151,Daten!$B$150:$M$150)*$T118*24/1000)","v":0},{"$f":"IF($D118=\"\",0,(_xlfn.XLOOKUP($D118,Daten!$A$152:$A$154,_xlfn.XLOOKUP(AC$6,Daten!$B$151:$M$151,Daten!$B$152:$M$154))\n+IF($G118>_xlfn.XLOOKUP($D118,GI!$C$77:$G$77,GI!$C$80:$G$80),($G118-_xlfn.XLOOKUP($D118,GI!$C$77:$G$77,GI!$C$80:$G$80))/4,0))\n*_xlfn.XLOOKUP(AC$6,Daten!$B$151:$M$151,Daten!$B$150:$M$150)*$T118*24/1000)","v":0},{"$f":"IF($D118=\"\",0,(_xlfn.XLOOKUP($D118,Daten!$A$152:$A$154,_xlfn.XLOOKUP(AD$6,Daten!$B$151:$M$151,Daten!$B$152:$M$154))\n+IF($G118>_xlfn.XLOOKUP($D118,GI!$C$77:$G$77,GI!$C$80:$G$80),($G118-_xlfn.XLOOKUP($D118,GI!$C$77:$G$77,GI!$C$80:$G$80))/4,0))\n*_xlfn.XLOOKUP(AD$6,Daten!$B$151:$M$151,Daten!$B$150:$M$150)*$T118*24/1000)","v":0},{"$f":"IF($D118=\"\",0,(_xlfn.XLOOKUP($D118,Daten!$A$152:$A$154,_xlfn.XLOOKUP(AE$6,Daten!$B$151:$M$151,Daten!$B$152:$M$154))\n+IF($G118>_xlfn.XLOOKUP($D118,GI!$C$77:$G$77,GI!$C$80:$G$80),($G118-_xlfn.XLOOKUP($D118,GI!$C$77:$G$77,GI!$C$80:$G$80))/4,0))\n*_xlfn.XLOOKUP(AE$6,Daten!$B$151:$M$151,Daten!$B$150:$M$150)*$T118*24/1000)","v":0},{"$f":"IF($D118=\"\",0,(_xlfn.XLOOKUP($D118,Daten!$A$152:$A$154,_xlfn.XLOOKUP(AF$6,Daten!$B$151:$M$151,Daten!$B$152:$M$154))\n+IF($G118>_xlfn.XLOOKUP($D118,GI!$C$77:$G$77,GI!$C$80:$G$80),($G118-_xlfn.XLOOKUP($D118,GI!$C$77:$G$77,GI!$C$80:$G$80))/4,0))\n*_xlfn.XLOOKUP(AF$6,Daten!$B$151:$M$151,Daten!$B$150:$M$150)*$T118*24/1000)","v":0},0]
[{"$nulls":7},"",{"$nulls":11},0,{"$f":"IF($D119=\"\",0,(_xlfn.XLOOKUP($D119,Daten!$A$152:$A$154,_xlfn.XLOOKUP(U$6,Daten!$B$151:$M$151,Daten!$B$152:$M$154))\n+IF($G119>_xlfn.XLOOKUP($D119,GI!$C$77:$G$77,GI!$C$80:$G$80),($G119-_xlfn.XLOOKUP($D119,GI!$C$77:$G$77,GI!$C$80:$G$80))/4,0))\n*_xlfn.XLOOKUP(U$6,Daten!$B$151:$M$151,Daten!$B$150:$M$150)*$T119*24/1000)","v":0},{"$f":"IF($D119=\"\",0,(_xlfn.XLOOKUP($D119,Daten!$A$152:$A$154,_xlfn.XLOOKUP(V$6,Daten!$B$151:$M$151,Daten!$B$152:$M$154))\n+IF($G119>_xlfn.XLOOKUP($D119,GI!$C$77:$G$77,GI!$C$80:$G$80),($G119-_xlfn.XLOOKUP($D119,GI!$C$77:$G$77,GI!$C$80:$G$80))/4,0))\n*_xlfn.XLOOKUP(V$6,Daten!$B$151:$M$151,Daten!$B$150:$M$150)*$T119*24/1000)","v":0},{"$f":"IF($D119=\"\",0,(_xlfn.XLOOKUP($D119,Daten!$A$152:$A$154,_xlfn.XLOOKUP(W$6,Daten!$B$151:$M$151,Daten!$B$152:$M$154))\n+IF($G119>_xlfn.XLOOKUP($D119,GI!$C$77:$G$77,GI!$C$80:$G$80),($G119-_xlfn.XLOOKUP($D119,GI!$C$77:$G$77,GI!$C$80:$G$80))/4,0))\n*_xlfn.XLOOKUP(W$6,Daten!$B$151:$M$151,Daten!$B$150:$M$150)*$T119*24/1000)","v":0},{"$f":"IF($D119=\"\",0,(_xlfn.XLOOKUP($D119,Daten!$A$152:$A$154,_xlfn.XLOOKUP(X$6,Daten!$B$151:$M$151,Daten!$B$152:$M$154))\n+IF($G119>_xlfn.XLOOKUP($D119,GI!$C$77:$G$77,GI!$C$80:$G$80),($G119-_xlfn.XLOOKUP($D119,GI!$C$77:$G$77,GI!$C$80:$G$80))/4,0))\n*_xlfn.XLOOKUP(X$6,Daten!$B$151:$M$151,Daten!$B$150:$M$150)*$T119*24/1000)","v":0},{"$f":"IF($D119=\"\",0,(_xlfn.XLOOKUP($D119,Daten!$A$152:$A$154,_xlfn.XLOOKUP(Y$6,Daten!$B$151:$M$151,Daten!$B$152:$M$154))\n+IF($G119>_xlfn.XLOOKUP($D119,GI!$C$77:$G$77,GI!$C$80:$G$80),($G119-_xlfn.XLOOKUP($D119,GI!$C$77:$G$77,GI!$C$80:$G$80))/4,0))\n*_xlfn.XLOOKUP(Y$6,Daten!$B$151:$M$151,Daten!$B$150:$M$150)*$T119*24/1000)","v":0},{"$f":"IF($D119=\"\",0,(_xlfn.XLOOKUP($D119,Daten!$A$152:$A$154,_xlfn.XLOOKUP(Z$6,Daten!$B$151:$M$151,Daten!$B$152:$M$154))\n+IF($G119>_xlfn.XLOOKUP($D119,GI!$C$77:$G$77,GI!$C$80:$G$80),($G119-_xlfn.XLOOKUP($D119,GI!$C$77:$G$77,GI!$C$80:$G$80))/4,0))\n*_xlfn.XLOOKUP(Z$6,Daten!$B$151:$M$151,Daten!$B$150:$M$150)*$T119*24/1000)","v":0},{"$f":"IF($D119=\"\",0,(_xlfn.XLOOKUP($D119,Daten!$A$152:$A$154,_xlfn.XLOOKUP(AA$6,Daten!$B$151:$M$151,Daten!$B$152:$M$154))\n+IF($G119>_xlfn.XLOOKUP($D119,GI!$C$77:$G$77,GI!$C$80:$G$80),($G119-_xlfn.XLOOKUP($D119,GI!$C$77:$G$77,GI!$C$80:$G$80))/4,0))\n*_xlfn.XLOOKUP(AA$6,Daten!$B$151:$M$151,Daten!$B$150:$M$150)*$T119*24/1000)","v":0},{"$f":"IF($D119=\"\",0,(_xlfn.XLOOKUP($D119,Daten!$A$152:$A$154,_xlfn.XLOOKUP(AB$6,Daten!$B$151:$M$151,Daten!$B$152:$M$154))\n+IF($G119>_xlfn.XLOOKUP($D119,GI!$C$77:$G$77,GI!$C$80:$G$80),($G119-_xlfn.XLOOKUP($D119,GI!$C$77:$G$77,GI!$C$80:$G$80))/4,0))\n*_xlfn.XLOOKUP(AB$6,Daten!$B$151:$M$151,Daten!$B$150:$M$150)*$T119*24/1000)","v":0},{"$f":"IF($D119=\"\",0,(_xlfn.XLOOKUP($D119,Daten!$A$152:$A$154,_xlfn.XLOOKUP(AC$6,Daten!$B$151:$M$151,Daten!$B$152:$M$154))\n+IF($G119>_xlfn.XLOOKUP($D119,GI!$C$77:$G$77,GI!$C$80:$G$80),($G119-_xlfn.XLOOKUP($D119,GI!$C$77:$G$77,GI!$C$80:$G$80))/4,0))\n*_xlfn.XLOOKUP(AC$6,Daten!$B$151:$M$151,Daten!$B$150:$M$150)*$T119*24/1000)","v":0},{"$f":"IF($D119=\"\",0,(_xlfn.XLOOKUP($D119,Daten!$A$152:$A$154,_xlfn.XLOOKUP(AD$6,Daten!$B$151:$M$151,Daten!$B$152:$M$154))\n+IF($G119>_xlfn.XLOOKUP($D119,GI!$C$77:$G$77,GI!$C$80:$G$80),($G119-_xlfn.XLOOKUP($D119,GI!$C$77:$G$77,GI!$C$80:$G$80))/4,0))\n*_xlfn.XLOOKUP(AD$6,Daten!$B$151:$M$151,Daten!$B$150:$M$150)*$T119*24/1000)","v":0},{"$f":"IF($D119=\"\",0,(_xlfn.XLOOKUP($D119,Daten!$A$152:$A$154,_xlfn.XLOOKUP(AE$6,Daten!$B$151:$M$151,Daten!$B$152:$M$154))\n+IF($G119>_xlfn.XLOOKUP($D119,GI!$C$77:$G$77,GI!$C$80:$G$80),($G119-_xlfn.XLOOKUP($D119,GI!$C$77:$G$77,GI!$C$80:$G$80))/4,0))\n*_xlfn.XLOOKUP(AE$6,Daten!$B$151:$M$151,Daten!$B$150:$M$150)*$T119*24/1000)","v":0},{"$f":"IF($D119=\"\",0,(_xlfn.XLOOKUP($D119,Daten!$A$152:$A$154,_xlfn.XLOOKUP(AF$6,Daten!$B$151:$M$151,Daten!$B$152:$M$154))\n+IF($G119>_xlfn.XLOOKUP($D119,GI!$C$77:$G$77,GI!$C$80:$G$80),($G119-_xlfn.XLOOKUP($D119,GI!$C$77:$G$77,GI!$C$80:$G$80))/4,0))\n*_xlfn.XLOOKUP(AF$6,Daten!$B$151:$M$151,Daten!$B$150:$M$150)*$T119*24/1000)","v":0},0]
[{"$nulls":7},"",{"$nulls":11},0,{"$f":"IF($D120=\"\",0,(_xlfn.XLOOKUP($D120,Daten!$A$152:$A$154,_xlfn.XLOOKUP(U$6,Daten!$B$151:$M$151,Daten!$B$152:$M$154))\n+IF($G120>_xlfn.XLOOKUP($D120,GI!$C$77:$G$77,GI!$C$80:$G$80),($G120-_xlfn.XLOOKUP($D120,GI!$C$77:$G$77,GI!$C$80:$G$80))/4,0))\n*_xlfn.XLOOKUP(U$6,Daten!$B$151:$M$151,Daten!$B$150:$M$150)*$T120*24/1000)","v":0},{"$f":"IF($D120=\"\",0,(_xlfn.XLOOKUP($D120,Daten!$A$152:$A$154,_xlfn.XLOOKUP(V$6,Daten!$B$151:$M$151,Daten!$B$152:$M$154))\n+IF($G120>_xlfn.XLOOKUP($D120,GI!$C$77:$G$77,GI!$C$80:$G$80),($G120-_xlfn.XLOOKUP($D120,GI!$C$77:$G$77,GI!$C$80:$G$80))/4,0))\n*_xlfn.XLOOKUP(V$6,Daten!$B$151:$M$151,Daten!$B$150:$M$150)*$T120*24/1000)","v":0},{"$f":"IF($D120=\"\",0,(_xlfn.XLOOKUP($D120,Daten!$A$152:$A$154,_xlfn.XLOOKUP(W$6,Daten!$B$151:$M$151,Daten!$B$152:$M$154))\n+IF($G120>_xlfn.XLOOKUP($D120,GI!$C$77:$G$77,GI!$C$80:$G$80),($G120-_xlfn.XLOOKUP($D120,GI!$C$77:$G$77,GI!$C$80:$G$80))/4,0))\n*_xlfn.XLOOKUP(W$6,Daten!$B$151:$M$151,Daten!$B$150:$M$150)*$T120*24/1000)","v":0},{"$f":"IF($D120=\"\",0,(_xlfn.XLOOKUP($D120,Daten!$A$152:$A$154,_xlfn.XLOOKUP(X$6,Daten!$B$151:$M$151,Daten!$B$152:$M$154))\n+IF($G120>_xlfn.XLOOKUP($D120,GI!$C$77:$G$77,GI!$C$80:$G$80),($G120-_xlfn.XLOOKUP($D120,GI!$C$77:$G$77,GI!$C$80:$G$80))/4,0))\n*_xlfn.XLOOKUP(X$6,Daten!$B$151:$M$151,Daten!$B$150:$M$150)*$T120*24/1000)","v":0},{"$f":"IF($D120=\"\",0,(_xlfn.XLOOKUP($D120,Daten!$A$152:$A$154,_xlfn.XLOOKUP(Y$6,Daten!$B$151:$M$151,Daten!$B$152:$M$154))\n+IF($G120>_xlfn.XLOOKUP($D120,GI!$C$77:$G$77,GI!$C$80:$G$80),($G120-_xlfn.XLOOKUP($D120,GI!$C$77:$G$77,GI!$C$80:$G$80))/4,0))\n*_xlfn.XLOOKUP(Y$6,Daten!$B$151:$M$151,Daten!$B$150:$M$150)*$T120*24/1000)","v":0},{"$f":"IF($D120=\"\",0,(_xlfn.XLOOKUP($D120,Daten!$A$152:$A$154,_xlfn.XLOOKUP(Z$6,Daten!$B$151:$M$151,Daten!$B$152:$M$154))\n+IF($G120>_xlfn.XLOOKUP($D120,GI!$C$77:$G$77,GI!$C$80:$G$80),($G120-_xlfn.XLOOKUP($D120,GI!$C$77:$G$77,GI!$C$80:$G$80))/4,0))\n*_xlfn.XLOOKUP(Z$6,Daten!$B$151:$M$151,Daten!$B$150:$M$150)*$T120*24/1000)","v":0},{"$f":"IF($D120=\"\",0,(_xlfn.XLOOKUP($D120,Daten!$A$152:$A$154,_xlfn.XLOOKUP(AA$6,Daten!$B$151:$M$151,Daten!$B$152:$M$154))\n+IF($G120>_xlfn.XLOOKUP($D120,GI!$C$77:$G$77,GI!$C$80:$G$80),($G120-_xlfn.XLOOKUP($D120,GI!$C$77:$G$77,GI!$C$80:$G$80))/4,0))\n*_xlfn.XLOOKUP(AA$6,Daten!$B$151:$M$151,Daten!$B$150:$M$150)*$T120*24/1000)","v":0},{"$f":"IF($D120=\"\",0,(_xlfn.XLOOKUP($D120,Daten!$A$152:$A$154,_xlfn.XLOOKUP(AB$6,Daten!$B$151:$M$151,Daten!$B$152:$M$154))\n+IF($G120>_xlfn.XLOOKUP($D120,GI!$C$77:$G$77,GI!$C$80:$G$80),($G120-_xlfn.XLOOKUP($D120,GI!$C$77:$G$77,GI!$C$80:$G$80))/4,0))\n*_xlfn.XLOOKUP(AB$6,Daten!$B$151:$M$151,Daten!$B$150:$M$150)*$T120*24/1000)","v":0},{"$f":"IF($D120=\"\",0,(_xlfn.XLOOKUP($D120,Daten!$A$152:$A$154,_xlfn.XLOOKUP(AC$6,Daten!$B$151:$M$151,Daten!$B$152:$M$154))\n+IF($G120>_xlfn.XLOOKUP($D120,GI!$C$77:$G$77,GI!$C$80:$G$80),($G120-_xlfn.XLOOKUP($D120,GI!$C$77:$G$77,GI!$C$80:$G$80))/4,0))\n*_xlfn.XLOOKUP(AC$6,Daten!$B$151:$M$151,Daten!$B$150:$M$150)*$T120*24/1000)","v":0},{"$f":"IF($D120=\"\",0,(_xlfn.XLOOKUP($D120,Daten!$A$152:$A$154,_xlfn.XLOOKUP(AD$6,Daten!$B$151:$M$151,Daten!$B$152:$M$154))\n+IF($G120>_xlfn.XLOOKUP($D120,GI!$C$77:$G$77,GI!$C$80:$G$80),($G120-_xlfn.XLOOKUP($D120,GI!$C$77:$G$77,GI!$C$80:$G$80))/4,0))\n*_xlfn.XLOOKUP(AD$6,Daten!$B$151:$M$151,Daten!$B$150:$M$150)*$T120*24/1000)","v":0},{"$f":"IF($D120=\"\",0,(_xlfn.XLOOKUP($D120,Daten!$A$152:$A$154,_xlfn.XLOOKUP(AE$6,Daten!$B$151:$M$151,Daten!$B$152:$M$154))\n+IF($G120>_xlfn.XLOOKUP($D120,GI!$C$77:$G$77,GI!$C$80:$G$80),($G120-_xlfn.XLOOKUP($D120,GI!$C$77:$G$77,GI!$C$80:$G$80))/4,0))\n*_xlfn.XLOOKUP(AE$6,Daten!$B$151:$M$151,Daten!$B$150:$M$150)*$T120*24/1000)","v":0},{"$f":"IF($D120=\"\",0,(_xlfn.XLOOKUP($D120,Daten!$A$152:$A$154,_xlfn.XLOOKUP(AF$6,Daten!$B$151:$M$151,Daten!$B$152:$M$154))\n+IF($G120>_xlfn.XLOOKUP($D120,GI!$C$77:$G$77,GI!$C$80:$G$80),($G120-_xlfn.XLOOKUP($D120,GI!$C$77:$G$77,GI!$C$80:$G$80))/4,0))\n*_xlfn.XLOOKUP(AF$6,Daten!$B$151:$M$151,Daten!$B$150:$M$150)*$T120*24/1000)","v":0},0]
[{"$nulls":7},"",{"$nulls":11},0,{"$f":"IF($D121=\"\",0,(_xlfn.XLOOKUP($D121,Daten!$A$152:$A$154,_xlfn.XLOOKUP(U$6,Daten!$B$151:$M$151,Daten!$B$152:$M$154))\n+IF($G121>_xlfn.XLOOKUP($D121,GI!$C$77:$G$77,GI!$C$80:$G$80),($G121-_xlfn.XLOOKUP($D121,GI!$C$77:$G$77,GI!$C$80:$G$80))/4,0))\n*_xlfn.XLOOKUP(U$6,Daten!$B$151:$M$151,Daten!$B$150:$M$150)*$T121*24/1000)","v":0},{"$f":"IF($D121=\"\",0,(_xlfn.XLOOKUP($D121,Daten!$A$152:$A$154,_xlfn.XLOOKUP(V$6,Daten!$B$151:$M$151,Daten!$B$152:$M$154))\n+IF($G121>_xlfn.XLOOKUP($D121,GI!$C$77:$G$77,GI!$C$80:$G$80),($G121-_xlfn.XLOOKUP($D121,GI!$C$77:$G$77,GI!$C$80:$G$80))/4,0))\n*_xlfn.XLOOKUP(V$6,Daten!$B$151:$M$151,Daten!$B$150:$M$150)*$T121*24/1000)","v":0},{"$f":"IF($D121=\"\",0,(_xlfn.XLOOKUP($D121,Daten!$A$152:$A$154,_xlfn.XLOOKUP(W$6,Daten!$B$151:$M$151,Daten!$B$152:$M$154))\n+IF($G121>_xlfn.XLOOKUP($D121,GI!$C$77:$G$77,GI!$C$80:$G$80),($G121-_xlfn.XLOOKUP($D121,GI!$C$77:$G$77,GI!$C$80:$G$80))/4,0))\n*_xlfn.XLOOKUP(W$6,Daten!$B$151:$M$151,Daten!$B$150:$M$150)*$T121*24/1000)","v":0},{"$f":"IF($D121=\"\",0,(_xlfn.XLOOKUP($D121,Daten!$A$152:$A$154,_xlfn.XLOOKUP(X$6,Daten!$B$151:$M$151,Daten!$B$152:$M$154))\n+IF($G121>_xlfn.XLOOKUP($D121,GI!$C$77:$G$77,GI!$C$80:$G$80),($G121-_xlfn.XLOOKUP($D121,GI!$C$77:$G$77,GI!$C$80:$G$80))/4,0))\n*_xlfn.XLOOKUP(X$6,Daten!$B$151:$M$151,Daten!$B$150:$M$150)*$T121*24/1000)","v":0},{"$f":"IF($D121=\"\",0,(_xlfn.XLOOKUP($D121,Daten!$A$152:$A$154,_xlfn.XLOOKUP(Y$6,Daten!$B$151:$M$151,Daten!$B$152:$M$154))\n+IF($G121>_xlfn.XLOOKUP($D121,GI!$C$77:$G$77,GI!$C$80:$G$80),($G121-_xlfn.XLOOKUP($D121,GI!$C$77:$G$77,GI!$C$80:$G$80))/4,0))\n*_xlfn.XLOOKUP(Y$6,Daten!$B$151:$M$151,Daten!$B$150:$M$150)*$T121*24/1000)","v":0},{"$f":"IF($D121=\"\",0,(_xlfn.XLOOKUP($D121,Daten!$A$152:$A$154,_xlfn.XLOOKUP(Z$6,Daten!$B$151:$M$151,Daten!$B$152:$M$154))\n+IF($G121>_xlfn.XLOOKUP($D121,GI!$C$77:$G$77,GI!$C$80:$G$80),($G121-_xlfn.XLOOKUP($D121,GI!$C$77:$G$77,GI!$C$80:$G$80))/4,0))\n*_xlfn.XLOOKUP(Z$6,Daten!$B$151:$M$151,Daten!$B$150:$M$150)*$T121*24/1000)","v":0},{"$f":"IF($D121=\"\",0,(_xlfn.XLOOKUP($D121,Daten!$A$152:$A$154,_xlfn.XLOOKUP(AA$6,Daten!$B$151:$M$151,Daten!$B$152:$M$154))\n+IF($G121>_xlfn.XLOOKUP($D121,GI!$C$77:$G$77,GI!$C$80:$G$80),($G121-_xlfn.XLOOKUP($D121,GI!$C$77:$G$77,GI!$C$80:$G$80))/4,0))\n*_xlfn.XLOOKUP(AA$6,Daten!$B$151:$M$151,Daten!$B$150:$M$150)*$T121*24/1000)","v":0},{"$f":"IF($D121=\"\",0,(_xlfn.XLOOKUP($D121,Daten!$A$152:$A$154,_xlfn.XLOOKUP(AB$6,Daten!$B$151:$M$151,Daten!$B$152:$M$154))\n+IF($G121>_xlfn.XLOOKUP($D121,GI!$C$77:$G$77,GI!$C$80:$G$80),($G121-_xlfn.XLOOKUP($D121,GI!$C$77:$G$77,GI!$C$80:$G$80))/4,0))\n*_xlfn.XLOOKUP(AB$6,Daten!$B$151:$M$151,Daten!$B$150:$M$150)*$T121*24/1000)","v":0},{"$f":"IF($D121=\"\",0,(_xlfn.XLOOKUP($D121,Daten!$A$152:$A$154,_xlfn.XLOOKUP(AC$6,Daten!$B$151:$M$151,Daten!$B$152:$M$154))\n+IF($G121>_xlfn.XLOOKUP($D121,GI!$C$77:$G$77,GI!$C$80:$G$80),($G121-_xlfn.XLOOKUP($D121,GI!$C$77:$G$77,GI!$C$80:$G$80))/4,0))\n*_xlfn.XLOOKUP(AC$6,Daten!$B$151:$M$151,Daten!$B$150:$M$150)*$T121*24/1000)","v":0},{"$f":"IF($D121=\"\",0,(_xlfn.XLOOKUP($D121,Daten!$A$152:$A$154,_xlfn.XLOOKUP(AD$6,Daten!$B$151:$M$151,Daten!$B$152:$M$154))\n+IF($G121>_xlfn.XLOOKUP($D121,GI!$C$77:$G$77,GI!$C$80:$G$80),($G121-_xlfn.XLOOKUP($D121,GI!$C$77:$G$77,GI!$C$80:$G$80))/4,0))\n*_xlfn.XLOOKUP(AD$6,Daten!$B$151:$M$151,Daten!$B$150:$M$150)*$T121*24/1000)","v":0},{"$f":"IF($D121=\"\",0,(_xlfn.XLOOKUP($D121,Daten!$A$152:$A$154,_xlfn.XLOOKUP(AE$6,Daten!$B$151:$M$151,Daten!$B$152:$M$154))\n+IF($G121>_xlfn.XLOOKUP($D121,GI!$C$77:$G$77,GI!$C$80:$G$80),($G121-_xlfn.XLOOKUP($D121,GI!$C$77:$G$77,GI!$C$80:$G$80))/4,0))\n*_xlfn.XLOOKUP(AE$6,Daten!$B$151:$M$151,Daten!$B$150:$M$150)*$T121*24/1000)","v":0},{"$f":"IF($D121=\"\",0,(_xlfn.XLOOKUP($D121,Daten!$A$152:$A$154,_xlfn.XLOOKUP(AF$6,Daten!$B$151:$M$151,Daten!$B$152:$M$154))\n+IF($G121>_xlfn.XLOOKUP($D121,GI!$C$77:$G$77,GI!$C$80:$G$80),($G121-_xlfn.XLOOKUP($D121,GI!$C$77:$G$77,GI!$C$80:$G$80))/4,0))\n*_xlfn.XLOOKUP(AF$6,Daten!$B$151:$M$151,Daten!$B$150:$M$150)*$T121*24/1000)","v":0},0]
[{"$nulls":7},"",{"$nulls":11},0,{"$f":"IF($D122=\"\",0,(_xlfn.XLOOKUP($D122,Daten!$A$152:$A$154,_xlfn.XLOOKUP(U$6,Daten!$B$151:$M$151,Daten!$B$152:$M$154))\n+IF($G122>_xlfn.XLOOKUP($D122,GI!$C$77:$G$77,GI!$C$80:$G$80),($G122-_xlfn.XLOOKUP($D122,GI!$C$77:$G$77,GI!$C$80:$G$80))/4,0))\n*_xlfn.XLOOKUP(U$6,Daten!$B$151:$M$151,Daten!$B$150:$M$150)*$T122*24/1000)","v":0},{"$f":"IF($D122=\"\",0,(_xlfn.XLOOKUP($D122,Daten!$A$152:$A$154,_xlfn.XLOOKUP(V$6,Daten!$B$151:$M$151,Daten!$B$152:$M$154))\n+IF($G122>_xlfn.XLOOKUP($D122,GI!$C$77:$G$77,GI!$C$80:$G$80),($G122-_xlfn.XLOOKUP($D122,GI!$C$77:$G$77,GI!$C$80:$G$80))/4,0))\n*_xlfn.XLOOKUP(V$6,Daten!$B$151:$M$151,Daten!$B$150:$M$150)*$T122*24/1000)","v":0},{"$f":"IF($D122=\"\",0,(_xlfn.XLOOKUP($D122,Daten!$A$152:$A$154,_xlfn.XLOOKUP(W$6,Daten!$B$151:$M$151,Daten!$B$152:$M$154))\n+IF($G122>_xlfn.XLOOKUP($D122,GI!$C$77:$G$77,GI!$C$80:$G$80),($G122-_xlfn.XLOOKUP($D122,GI!$C$77:$G$77,GI!$C$80:$G$80))/4,0))\n*_xlfn.XLOOKUP(W$6,Daten!$B$151:$M$151,Daten!$B$150:$M$150)*$T122*24/1000)","v":0},{"$f":"IF($D122=\"\",0,(_xlfn.XLOOKUP($D122,Daten!$A$152:$A$154,_xlfn.XLOOKUP(X$6,Daten!$B$151:$M$151,Daten!$B$152:$M$154))\n+IF($G122>_xlfn.XLOOKUP($D122,GI!$C$77:$G$77,GI!$C$80:$G$80),($G122-_xlfn.XLOOKUP($D122,GI!$C$77:$G$77,GI!$C$80:$G$80))/4,0))\n*_xlfn.XLOOKUP(X$6,Daten!$B$151:$M$151,Daten!$B$150:$M$150)*$T122*24/1000)","v":0},{"$f":"IF($D122=\"\",0,(_xlfn.XLOOKUP($D122,Daten!$A$152:$A$154,_xlfn.XLOOKUP(Y$6,Daten!$B$151:$M$151,Daten!$B$152:$M$154))\n+IF($G122>_xlfn.XLOOKUP($D122,GI!$C$77:$G$77,GI!$C$80:$G$80),($G122-_xlfn.XLOOKUP($D122,GI!$C$77:$G$77,GI!$C$80:$G$80))/4,0))\n*_xlfn.XLOOKUP(Y$6,Daten!$B$151:$M$151,Daten!$B$150:$M$150)*$T122*24/1000)","v":0},{"$f":"IF($D122=\"\",0,(_xlfn.XLOOKUP($D122,Daten!$A$152:$A$154,_xlfn.XLOOKUP(Z$6,Daten!$B$151:$M$151,Daten!$B$152:$M$154))\n+IF($G122>_xlfn.XLOOKUP($D122,GI!$C$77:$G$77,GI!$C$80:$G$80),($G122-_xlfn.XLOOKUP($D122,GI!$C$77:$G$77,GI!$C$80:$G$80))/4,0))\n*_xlfn.XLOOKUP(Z$6,Daten!$B$151:$M$151,Daten!$B$150:$M$150)*$T122*24/1000)","v":0},{"$f":"IF($D122=\"\",0,(_xlfn.XLOOKUP($D122,Daten!$A$152:$A$154,_xlfn.XLOOKUP(AA$6,Daten!$B$151:$M$151,Daten!$B$152:$M$154))\n+IF($G122>_xlfn.XLOOKUP($D122,GI!$C$77:$G$77,GI!$C$80:$G$80),($G122-_xlfn.XLOOKUP($D122,GI!$C$77:$G$77,GI!$C$80:$G$80))/4,0))\n*_xlfn.XLOOKUP(AA$6,Daten!$B$151:$M$151,Daten!$B$150:$M$150)*$T122*24/1000)","v":0},{"$f":"IF($D122=\"\",0,(_xlfn.XLOOKUP($D122,Daten!$A$152:$A$154,_xlfn.XLOOKUP(AB$6,Daten!$B$151:$M$151,Daten!$B$152:$M$154))\n+IF($G122>_xlfn.XLOOKUP($D122,GI!$C$77:$G$77,GI!$C$80:$G$80),($G122-_xlfn.XLOOKUP($D122,GI!$C$77:$G$77,GI!$C$80:$G$80))/4,0))\n*_xlfn.XLOOKUP(AB$6,Daten!$B$151:$M$151,Daten!$B$150:$M$150)*$T122*24/1000)","v":0},{"$f":"IF($D122=\"\",0,(_xlfn.XLOOKUP($D122,Daten!$A$152:$A$154,_xlfn.XLOOKUP(AC$6,Daten!$B$151:$M$151,Daten!$B$152:$M$154))\n+IF($G122>_xlfn.XLOOKUP($D122,GI!$C$77:$G$77,GI!$C$80:$G$80),($G122-_xlfn.XLOOKUP($D122,GI!$C$77:$G$77,GI!$C$80:$G$80))/4,0))\n*_xlfn.XLOOKUP(AC$6,Daten!$B$151:$M$151,Daten!$B$150:$M$150)*$T122*24/1000)","v":0},{"$f":"IF($D122=\"\",0,(_xlfn.XLOOKUP($D122,Daten!$A$152:$A$154,_xlfn.XLOOKUP(AD$6,Daten!$B$151:$M$151,Daten!$B$152:$M$154))\n+IF($G122>_xlfn.XLOOKUP($D122,GI!$C$77:$G$77,GI!$C$80:$G$80),($G122-_xlfn.XLOOKUP($D122,GI!$C$77:$G$77,GI!$C$80:$G$80))/4,0))\n*_xlfn.XLOOKUP(AD$6,Daten!$B$151:$M$151,Daten!$B$150:$M$150)*$T122*24/1000)","v":0},{"$f":"IF($D122=\"\",0,(_xlfn.XLOOKUP($D122,Daten!$A$152:$A$154,_xlfn.XLOOKUP(AE$6,Daten!$B$151:$M$151,Daten!$B$152:$M$154))\n+IF($G122>_xlfn.XLOOKUP($D122,GI!$C$77:$G$77,GI!$C$80:$G$80),($G122-_xlfn.XLOOKUP($D122,GI!$C$77:$G$77,GI!$C$80:$G$80))/4,0))\n*_xlfn.XLOOKUP(AE$6,Daten!$B$151:$M$151,Daten!$B$150:$M$150)*$T122*24/1000)","v":0},{"$f":"IF($D122=\"\",0,(_xlfn.XLOOKUP($D122,Daten!$A$152:$A$154,_xlfn.XLOOKUP(AF$6,Daten!$B$151:$M$151,Daten!$B$152:$M$154))\n+IF($G122>_xlfn.XLOOKUP($D122,GI!$C$77:$G$77,GI!$C$80:$G$80),($G122-_xlfn.XLOOKUP($D122,GI!$C$77:$G$77,GI!$C$80:$G$80))/4,0))\n*_xlfn.XLOOKUP(AF$6,Daten!$B$151:$M$151,Daten!$B$150:$M$150)*$T122*24/1000)","v":0},0]
[]
[null,null,"2.2.1 Fotos, Beschreibungen und Bemerkungen"]
[null,null,"Freitext. "]
[]
[null,null,"2.3 Fenster"]
[{"$nulls":7},"",{"$nulls":11},0,{"$f":"IF($D128=\"\",0,(_xlfn.XLOOKUP($D128,Daten!$A$152:$A$154,_xlfn.XLOOKUP(U$6,Daten!$B$151:$M$151,Daten!$B$152:$M$154))\n+IF($G128>_xlfn.XLOOKUP($D128,GI!$C$77:$G$77,GI!$C$80:$G$80),($G128-_xlfn.XLOOKUP($D128,GI!$C$77:$G$77,GI!$C$80:$G$80))/4,0))\n*_xlfn.XLOOKUP(U$6,Daten!$B$151:$M$151,Daten!$B$150:$M$150)*$T128*24/1000)","v":0},{"$f":"IF($D128=\"\",0,(_xlfn.XLOOKUP($D128,Daten!$A$152:$A$154,_xlfn.XLOOKUP(V$6,Daten!$B$151:$M$151,Daten!$B$152:$M$154))\n+IF($G128>_xlfn.XLOOKUP($D128,GI!$C$77:$G$77,GI!$C$80:$G$80),($G128-_xlfn.XLOOKUP($D128,GI!$C$77:$G$77,GI!$C$80:$G$80))/4,0))\n*_xlfn.XLOOKUP(V$6,Daten!$B$151:$M$151,Daten!$B$150:$M$150)*$T128*24/1000)","v":0},{"$f":"IF($D128=\"\",0,(_xlfn.XLOOKUP($D128,Daten!$A$152:$A$154,_xlfn.XLOOKUP(W$6,Daten!$B$151:$M$151,Daten!$B$152:$M$154))\n+IF($G128>_xlfn.XLOOKUP($D128,GI!$C$77:$G$77,GI!$C$80:$G$80),($G128-_xlfn.XLOOKUP($D128,GI!$C$77:$G$77,GI!$C$80:$G$80))/4,0))\n*_xlfn.XLOOKUP(W$6,Daten!$B$151:$M$151,Daten!$B$150:$M$150)*$T128*24/1000)","v":0},{"$f":"IF($D128=\"\",0,(_xlfn.XLOOKUP($D128,Daten!$A$152:$A$154,_xlfn.XLOOKUP(X$6,Daten!$B$151:$M$151,Daten!$B$152:$M$154))\n+IF($G128>_xlfn.XLOOKUP($D128,GI!$C$77:$G$77,GI!$C$80:$G$80),($G128-_xlfn.XLOOKUP($D128,GI!$C$77:$G$77,GI!$C$80:$G$80))/4,0))\n*_xlfn.XLOOKUP(X$6,Daten!$B$151:$M$151,Daten!$B$150:$M$150)*$T128*24/1000)","v":0},{"$f":"IF($D128=\"\",0,(_xlfn.XLOOKUP($D128,Daten!$A$152:$A$154,_xlfn.XLOOKUP(Y$6,Daten!$B$151:$M$151,Daten!$B$152:$M$154))\n+IF($G128>_xlfn.XLOOKUP($D128,GI!$C$77:$G$77,GI!$C$80:$G$80),($G128-_xlfn.XLOOKUP($D128,GI!$C$77:$G$77,GI!$C$80:$G$80))/4,0))\n*_xlfn.XLOOKUP(Y$6,Daten!$B$151:$M$151,Daten!$B$150:$M$150)*$T128*24/1000)","v":0},{"$f":"IF($D128=\"\",0,(_xlfn.XLOOKUP($D128,Daten!$A$152:$A$154,_xlfn.XLOOKUP(Z$6,Daten!$B$151:$M$151,Daten!$B$152:$M$154))\n+IF($G128>_xlfn.XLOOKUP($D128,GI!$C$77:$G$77,GI!$C$80:$G$80),($G128-_xlfn.XLOOKUP($D128,GI!$C$77:$G$77,GI!$C$80:$G$80))/4,0))\n*_xlfn.XLOOKUP(Z$6,Daten!$B$151:$M$151,Daten!$B$150:$M$150)*$T128*24/1000)","v":0},{"$f":"IF($D128=\"\",0,(_xlfn.XLOOKUP($D128,Daten!$A$152:$A$154,_xlfn.XLOOKUP(AA$6,Daten!$B$151:$M$151,Daten!$B$152:$M$154))\n+IF($G128>_xlfn.XLOOKUP($D128,GI!$C$77:$G$77,GI!$C$80:$G$80),($G128-_xlfn.XLOOKUP($D128,GI!$C$77:$G$77,GI!$C$80:$G$80))/4,0))\n*_xlfn.XLOOKUP(AA$6,Daten!$B$151:$M$151,Daten!$B$150:$M$150)*$T128*24/1000)","v":0},{"$f":"IF($D128=\"\",0,(_xlfn.XLOOKUP($D128,Daten!$A$152:$A$154,_xlfn.XLOOKUP(AB$6,Daten!$B$151:$M$151,Daten!$B$152:$M$154))\n+IF($G128>_xlfn.XLOOKUP($D128,GI!$C$77:$G$77,GI!$C$80:$G$80),($G128-_xlfn.XLOOKUP($D128,GI!$C$77:$G$77,GI!$C$80:$G$80))/4,0))\n*_xlfn.XLOOKUP(AB$6,Daten!$B$151:$M$151,Daten!$B$150:$M$150)*$T128*24/1000)","v":0},{"$f":"IF($D128=\"\",0,(_xlfn.XLOOKUP($D128,Daten!$A$152:$A$154,_xlfn.XLOOKUP(AC$6,Daten!$B$151:$M$151,Daten!$B$152:$M$154))\n+IF($G128>_xlfn.XLOOKUP($D128,GI!$C$77:$G$77,GI!$C$80:$G$80),($G128-_xlfn.XLOOKUP($D128,GI!$C$77:$G$77,GI!$C$80:$G$80))/4,0))\n*_xlfn.XLOOKUP(AC$6,Daten!$B$151:$M$151,Daten!$B$150:$M$150)*$T128*24/1000)","v":0},{"$f":"IF($D128=\"\",0,(_xlfn.XLOOKUP($D128,Daten!$A$152:$A$154,_xlfn.XLOOKUP(AD$6,Daten!$B$151:$M$151,Daten!$B$152:$M$154))\n+IF($G128>_xlfn.XLOOKUP($D128,GI!$C$77:$G$77,GI!$C$80:$G$80),($G128-_xlfn.XLOOKUP($D128,GI!$C$77:$G$77,GI!$C$80:$G$80))/4,0))\n*_xlfn.XLOOKUP(AD$6,Daten!$B$151:$M$151,Daten!$B$150:$M$150)*$T128*24/1000)","v":0},{"$f":"IF($D128=\"\",0,(_xlfn.XLOOKUP($D128,Daten!$A$152:$A$154,_xlfn.XLOOKUP(AE$6,Daten!$B$151:$M$151,Daten!$B$152:$M$154))\n+IF($G128>_xlfn.XLOOKUP($D128,GI!$C$77:$G$77,GI!$C$80:$G$80),($G128-_xlfn.XLOOKUP($D128,GI!$C$77:$G$77,GI!$C$80:$G$80))/4,0))\n*_xlfn.XLOOKUP(AE$6,Daten!$B$151:$M$151,Daten!$B$150:$M$150)*$T128*24/1000)","v":0},{"$f":"IF($D128=\"\",0,(_xlfn.XLOOKUP($D128,Daten!$A$152:$A$154,_xlfn.XLOOKUP(AF$6,Daten!$B$151:$M$151,Daten!$B$152:$M$154))\n+IF($G128>_xlfn.XLOOKUP($D128,GI!$C$77:$G$77,GI!$C$80:$G$80),($G128-_xlfn.XLOOKUP($D128,GI!$C$77:$G$77,GI!$C$80:$G$80))/4,0))\n*_xlfn.XLOOKUP(AF$6,Daten!$B$151:$M$151,Daten!$B$150:$M$150)*$T128*24/1000)","v":0},{"$f":"SUM(U128:AF128)","v":0}]
[{"$nulls":7},"",{"$nulls":11},0,{"$f":"IF($D129=\"\",0,(_xlfn.XLOOKUP($D129,Daten!$A$152:$A$154,_xlfn.XLOOKUP(U$6,Daten!$B$151:$M$151,Daten!$B$152:$M$154))\n+IF($G129>_xlfn.XLOOKUP($D129,GI!$C$77:$G$77,GI!$C$80:$G$80),($G129-_xlfn.XLOOKUP($D129,GI!$C$77:$G$77,GI!$C$80:$G$80))/4,0))\n*_xlfn.XLOOKUP(U$6,Daten!$B$151:$M$151,Daten!$B$150:$M$150)*$T129*24/1000)","v":0},{"$f":"IF($D129=\"\",0,(_xlfn.XLOOKUP($D129,Daten!$A$152:$A$154,_xlfn.XLOOKUP(V$6,Daten!$B$151:$M$151,Daten!$B$152:$M$154))\n+IF($G129>_xlfn.XLOOKUP($D129,GI!$C$77:$G$77,GI!$C$80:$G$80),($G129-_xlfn.XLOOKUP($D129,GI!$C$77:$G$77,GI!$C$80:$G$80))/4,0))\n*_xlfn.XLOOKUP(V$6,Daten!$B$151:$M$151,Daten!$B$150:$M$150)*$T129*24/1000)","v":0},{"$f":"IF($D129=\"\",0,(_xlfn.XLOOKUP($D129,Daten!$A$152:$A$154,_xlfn.XLOOKUP(W$6,Daten!$B$151:$M$151,Daten!$B$152:$M$154))\n+IF($G129>_xlfn.XLOOKUP($D129,GI!$C$77:$G$77,GI!$C$80:$G$80),($G129-_xlfn.XLOOKUP($D129,GI!$C$77:$G$77,GI!$C$80:$G$80))/4,0))\n*_xlfn.XLOOKUP(W$6,Daten!$B$151:$M$151,Daten!$B$150:$M$150)*$T129*24/1000)","v":0},{"$f":"IF($D129=\"\",0,(_xlfn.XLOOKUP($D129,Daten!$A$152:$A$154,_xlfn.XLOOKUP(X$6,Daten!$B$151:$M$151,Daten!$B$152:$M$154))\n+IF($G129>_xlfn.XLOOKUP($D129,GI!$C$77:$G$77,GI!$C$80:$G$80),($G129-_xlfn.XLOOKUP($D129,GI!$C$77:$G$77,GI!$C$80:$G$80))/4,0))\n*_xlfn.XLOOKUP(X$6,Daten!$B$151:$M$151,Daten!$B$150:$M$150)*$T129*24/1000)","v":0},{"$f":"IF($D129=\"\",0,(_xlfn.XLOOKUP($D129,Daten!$A$152:$A$154,_xlfn.XLOOKUP(Y$6,Daten!$B$151:$M$151,Daten!$B$152:$M$154))\n+IF($G129>_xlfn.XLOOKUP($D129,GI!$C$77:$G$77,GI!$C$80:$G$80),($G129-_xlfn.XLOOKUP($D129,GI!$C$77:$G$77,GI!$C$80:$G$80))/4,0))\n*_xlfn.XLOOKUP(Y$6,Daten!$B$151:$M$151,Daten!$B$150:$M$150)*$T129*24/1000)","v":0},{"$f":"IF($D129=\"\",0,(_xlfn.XLOOKUP($D129,Daten!$A$152:$A$154,_xlfn.XLOOKUP(Z$6,Daten!$B$151:$M$151,Daten!$B$152:$M$154))\n+IF($G129>_xlfn.XLOOKUP($D129,GI!$C$77:$G$77,GI!$C$80:$G$80),($G129-_xlfn.XLOOKUP($D129,GI!$C$77:$G$77,GI!$C$80:$G$80))/4,0))\n*_xlfn.XLOOKUP(Z$6,Daten!$B$151:$M$151,Daten!$B$150:$M$150)*$T129*24/1000)","v":0},{"$f":"IF($D129=\"\",0,(_xlfn.XLOOKUP($D129,Daten!$A$152:$A$154,_xlfn.XLOOKUP(AA$6,Daten!$B$151:$M$151,Daten!$B$152:$M$154))\n+IF($G129>_xlfn.XLOOKUP($D129,GI!$C$77:$G$77,GI!$C$80:$G$80),($G129-_xlfn.XLOOKUP($D129,GI!$C$77:$G$77,GI!$C$80:$G$80))/4,0))\n*_xlfn.XLOOKUP(AA$6,Daten!$B$151:$M$151,Daten!$B$150:$M$150)*$T129*24/1000)","v":0},{"$f":"IF($D129=\"\",0,(_xlfn.XLOOKUP($D129,Daten!$A$152:$A$154,_xlfn.XLOOKUP(AB$6,Daten!$B$151:$M$151,Daten!$B$152:$M$154))\n+IF($G129>_xlfn.XLOOKUP($D129,GI!$C$77:$G$77,GI!$C$80:$G$80),($G129-_xlfn.XLOOKUP($D129,GI!$C$77:$G$77,GI!$C$80:$G$80))/4,0))\n*_xlfn.XLOOKUP(AB$6,Daten!$B$151:$M$151,Daten!$B$150:$M$150)*$T129*24/1000)","v":0},{"$f":"IF($D129=\"\",0,(_xlfn.XLOOKUP($D129,Daten!$A$152:$A$154,_xlfn.XLOOKUP(AC$6,Daten!$B$151:$M$151,Daten!$B$152:$M$154))\n+IF($G129>_xlfn.XLOOKUP($D129,GI!$C$77:$G$77,GI!$C$80:$G$80),($G129-_xlfn.XLOOKUP($D129,GI!$C$77:$G$77,GI!$C$80:$G$80))/4,0))\n*_xlfn.XLOOKUP(AC$6,Daten!$B$151:$M$151,Daten!$B$150:$M$150)*$T129*24/1000)","v":0},{"$f":"IF($D129=\"\",0,(_xlfn.XLOOKUP($D129,Daten!$A$152:$A$154,_xlfn.XLOOKUP(AD$6,Daten!$B$151:$M$151,Daten!$B$152:$M$154))\n+IF($G129>_xlfn.XLOOKUP($D129,GI!$C$77:$G$77,GI!$C$80:$G$80),($G129-_xlfn.XLOOKUP($D129,GI!$C$77:$G$77,GI!$C$80:$G$80))/4,0))\n*_xlfn.XLOOKUP(AD$6,Daten!$B$151:$M$151,Daten!$B$150:$M$150)*$T129*24/1000)","v":0},{"$f":"IF($D129=\"\",0,(_xlfn.XLOOKUP($D129,Daten!$A$152:$A$154,_xlfn.XLOOKUP(AE$6,Daten!$B$151:$M$151,Daten!$B$152:$M$154))\n+IF($G129>_xlfn.XLOOKUP($D129,GI!$C$77:$G$77,GI!$C$80:$G$80),($G129-_xlfn.XLOOKUP($D129,GI!$C$77:$G$77,GI!$C$80:$G$80))/4,0))\n*_xlfn.XLOOKUP(AE$6,Daten!$B$151:$M$151,Daten!$B$150:$M$150)*$T129*24/1000)","v":0},{"$f":"IF($D129=\"\",0,(_xlfn.XLOOKUP($D129,Daten!$A$152:$A$154,_xlfn.XLOOKUP(AF$6,Daten!$B$151:$M$151,Daten!$B$152:$M$154))\n+IF($G129>_xlfn.XLOOKUP($D129,GI!$C$77:$G$77,GI!$C$80:$G$80),($G129-_xlfn.XLOOKUP($D129,GI!$C$77:$G$77,GI!$C$80:$G$80))/4,0))\n*_xlfn.XLOOKUP(AF$6,Daten!$B$151:$M$151,Daten!$B$150:$M$150)*$T129*24/1000)","v":0},0]
[{"$nulls":7},"",{"$nulls":11},0,{"$f":"IF($D130=\"\",0,(_xlfn.XLOOKUP($D130,Daten!$A$152:$A$154,_xlfn.XLOOKUP(U$6,Daten!$B$151:$M$151,Daten!$B$152:$M$154))\n+IF($G130>_xlfn.XLOOKUP($D130,GI!$C$77:$G$77,GI!$C$80:$G$80),($G130-_xlfn.XLOOKUP($D130,GI!$C$77:$G$77,GI!$C$80:$G$80))/4,0))\n*_xlfn.XLOOKUP(U$6,Daten!$B$151:$M$151,Daten!$B$150:$M$150)*$T130*24/1000)","v":0},{"$f":"IF($D130=\"\",0,(_xlfn.XLOOKUP($D130,Daten!$A$152:$A$154,_xlfn.XLOOKUP(V$6,Daten!$B$151:$M$151,Daten!$B$152:$M$154))\n+IF($G130>_xlfn.XLOOKUP($D130,GI!$C$77:$G$77,GI!$C$80:$G$80),($G130-_xlfn.XLOOKUP($D130,GI!$C$77:$G$77,GI!$C$80:$G$80))/4,0))\n*_xlfn.XLOOKUP(V$6,Daten!$B$151:$M$151,Daten!$B$150:$M$150)*$T130*24/1000)","v":0},{"$f":"IF($D130=\"\",0,(_xlfn.XLOOKUP($D130,Daten!$A$152:$A$154,_xlfn.XLOOKUP(W$6,Daten!$B$151:$M$151,Daten!$B$152:$M$154))\n+IF($G130>_xlfn.XLOOKUP($D130,GI!$C$77:$G$77,GI!$C$80:$G$80),($G130-_xlfn.XLOOKUP($D130,GI!$C$77:$G$77,GI!$C$80:$G$80))/4,0))\n*_xlfn.XLOOKUP(W$6,Daten!$B$151:$M$151,Daten!$B$150:$M$150)*$T130*24/1000)","v":0},{"$f":"IF($D130=\"\",0,(_xlfn.XLOOKUP($D130,Daten!$A$152:$A$154,_xlfn.XLOOKUP(X$6,Daten!$B$151:$M$151,Daten!$B$152:$M$154))\n+IF($G130>_xlfn.XLOOKUP($D130,GI!$C$77:$G$77,GI!$C$80:$G$80),($G130-_xlfn.XLOOKUP($D130,GI!$C$77:$G$77,GI!$C$80:$G$80))/4,0))\n*_xlfn.XLOOKUP(X$6,Daten!$B$151:$M$151,Daten!$B$150:$M$150)*$T130*24/1000)","v":0},{"$f":"IF($D130=\"\",0,(_xlfn.XLOOKUP($D130,Daten!$A$152:$A$154,_xlfn.XLOOKUP(Y$6,Daten!$B$151:$M$151,Daten!$B$152:$M$154))\n+IF($G130>_xlfn.XLOOKUP($D130,GI!$C$77:$G$77,GI!$C$80:$G$80),($G130-_xlfn.XLOOKUP($D130,GI!$C$77:$G$77,GI!$C$80:$G$80))/4,0))\n*_xlfn.XLOOKUP(Y$6,Daten!$B$151:$M$151,Daten!$B$150:$M$150)*$T130*24/1000)","v":0},{"$f":"IF($D130=\"\",0,(_xlfn.XLOOKUP($D130,Daten!$A$152:$A$154,_xlfn.XLOOKUP(Z$6,Daten!$B$151:$M$151,Daten!$B$152:$M$154))\n+IF($G130>_xlfn.XLOOKUP($D130,GI!$C$77:$G$77,GI!$C$80:$G$80),($G130-_xlfn.XLOOKUP($D130,GI!$C$77:$G$77,GI!$C$80:$G$80))/4,0))\n*_xlfn.XLOOKUP(Z$6,Daten!$B$151:$M$151,Daten!$B$150:$M$150)*$T130*24/1000)","v":0},{"$f":"IF($D130=\"\",0,(_xlfn.XLOOKUP($D130,Daten!$A$152:$A$154,_xlfn.XLOOKUP(AA$6,Daten!$B$151:$M$151,Daten!$B$152:$M$154))\n+IF($G130>_xlfn.XLOOKUP($D130,GI!$C$77:$G$77,GI!$C$80:$G$80),($G130-_xlfn.XLOOKUP($D130,GI!$C$77:$G$77,GI!$C$80:$G$80))/4,0))\n*_xlfn.XLOOKUP(AA$6,Daten!$B$151:$M$151,Daten!$B$150:$M$150)*$T130*24/1000)","v":0},{"$f":"IF($D130=\"\",0,(_xlfn.XLOOKUP($D130,Daten!$A$152:$A$154,_xlfn.XLOOKUP(AB$6,Daten!$B$151:$M$151,Daten!$B$152:$M$154))\n+IF($G130>_xlfn.XLOOKUP($D130,GI!$C$77:$G$77,GI!$C$80:$G$80),($G130-_xlfn.XLOOKUP($D130,GI!$C$77:$G$77,GI!$C$80:$G$80))/4,0))\n*_xlfn.XLOOKUP(AB$6,Daten!$B$151:$M$151,Daten!$B$150:$M$150)*$T130*24/1000)","v":0},{"$f":"IF($D130=\"\",0,(_xlfn.XLOOKUP($D130,Daten!$A$152:$A$154,_xlfn.XLOOKUP(AC$6,Daten!$B$151:$M$151,Daten!$B$152:$M$154))\n+IF($G130>_xlfn.XLOOKUP($D130,GI!$C$77:$G$77,GI!$C$80:$G$80),($G130-_xlfn.XLOOKUP($D130,GI!$C$77:$G$77,GI!$C$80:$G$80))/4,0))\n*_xlfn.XLOOKUP(AC$6,Daten!$B$151:$M$151,Daten!$B$150:$M$150)*$T130*24/1000)","v":0},{"$f":"IF($D130=\"\",0,(_xlfn.XLOOKUP($D130,Daten!$A$152:$A$154,_xlfn.XLOOKUP(AD$6,Daten!$B$151:$M$151,Daten!$B$152:$M$154))\n+IF($G130>_xlfn.XLOOKUP($D130,GI!$C$77:$G$77,GI!$C$80:$G$80),($G130-_xlfn.XLOOKUP($D130,GI!$C$77:$G$77,GI!$C$80:$G$80))/4,0))\n*_xlfn.XLOOKUP(AD$6,Daten!$B$151:$M$151,Daten!$B$150:$M$150)*$T130*24/1000)","v":0},{"$f":"IF($D130=\"\",0,(_xlfn.XLOOKUP($D130,Daten!$A$152:$A$154,_xlfn.XLOOKUP(AE$6,Daten!$B$151:$M$151,Daten!$B$152:$M$154))\n+IF($G130>_xlfn.XLOOKUP($D130,GI!$C$77:$G$77,GI!$C$80:$G$80),($G130-_xlfn.XLOOKUP($D130,GI!$C$77:$G$77,GI!$C$80:$G$80))/4,0))\n*_xlfn.XLOOKUP(AE$6,Daten!$B$151:$M$151,Daten!$B$150:$M$150)*$T130*24/1000)","v":0},{"$f":"IF($D130=\"\",0,(_xlfn.XLOOKUP($D130,Daten!$A$152:$A$154,_xlfn.XLOOKUP(AF$6,Daten!$B$151:$M$151,Daten!$B$152:$M$154))\n+IF($G130>_xlfn.XLOOKUP($D130,GI!$C$77:$G$77,GI!$C$80:$G$80),($G130-_xlfn.XLOOKUP($D130,GI!$C$77:$G$77,GI!$C$80:$G$80))/4,0))\n*_xlfn.XLOOKUP(AF$6,Daten!$B$151:$M$151,Daten!$B$150:$M$150)*$T130*24/1000)","v":0},0]
[]
[null,null,"2.3.1 Fotos, Beschreibungen und Bemerkungen"]
[null,null,"Freitext. "]
[]
[null,null,"2.4 Türen"]
[{"$nulls":7},"",{"$nulls":11},0,{"$f":"IF($D136=\"\",0,(_xlfn.XLOOKUP($D136,Daten!$A$152:$A$154,_xlfn.XLOOKUP(U$6,Daten!$B$151:$M$151,Daten!$B$152:$M$154))\n+IF($G136>_xlfn.XLOOKUP($D136,GI!$C$77:$G$77,GI!$C$80:$G$80),($G136-_xlfn.XLOOKUP($D136,GI!$C$77:$G$77,GI!$C$80:$G$80))/4,0))\n*_xlfn.XLOOKUP(U$6,Daten!$B$151:$M$151,Daten!$B$150:$M$150)*$T136*24/1000)","v":0},{"$f":"IF($D136=\"\",0,(_xlfn.XLOOKUP($D136,Daten!$A$152:$A$154,_xlfn.XLOOKUP(V$6,Daten!$B$151:$M$151,Daten!$B$152:$M$154))\n+IF($G136>_xlfn.XLOOKUP($D136,GI!$C$77:$G$77,GI!$C$80:$G$80),($G136-_xlfn.XLOOKUP($D136,GI!$C$77:$G$77,GI!$C$80:$G$80))/4,0))\n*_xlfn.XLOOKUP(V$6,Daten!$B$151:$M$151,Daten!$B$150:$M$150)*$T136*24/1000)","v":0},{"$f":"IF($D136=\"\",0,(_xlfn.XLOOKUP($D136,Daten!$A$152:$A$154,_xlfn.XLOOKUP(W$6,Daten!$B$151:$M$151,Daten!$B$152:$M$154))\n+IF($G136>_xlfn.XLOOKUP($D136,GI!$C$77:$G$77,GI!$C$80:$G$80),($G136-_xlfn.XLOOKUP($D136,GI!$C$77:$G$77,GI!$C$80:$G$80))/4,0))\n*_xlfn.XLOOKUP(W$6,Daten!$B$151:$M$151,Daten!$B$150:$M$150)*$T136*24/1000)","v":0},{"$f":"IF($D136=\"\",0,(_xlfn.XLOOKUP($D136,Daten!$A$152:$A$154,_xlfn.XLOOKUP(X$6,Daten!$B$151:$M$151,Daten!$B$152:$M$154))\n+IF($G136>_xlfn.XLOOKUP($D136,GI!$C$77:$G$77,GI!$C$80:$G$80),($G136-_xlfn.XLOOKUP($D136,GI!$C$77:$G$77,GI!$C$80:$G$80))/4,0))\n*_xlfn.XLOOKUP(X$6,Daten!$B$151:$M$151,Daten!$B$150:$M$150)*$T136*24/1000)","v":0},{"$f":"IF($D136=\"\",0,(_xlfn.XLOOKUP($D136,Daten!$A$152:$A$154,_xlfn.XLOOKUP(Y$6,Daten!$B$151:$M$151,Daten!$B$152:$M$154))\n+IF($G136>_xlfn.XLOOKUP($D136,GI!$C$77:$G$77,GI!$C$80:$G$80),($G136-_xlfn.XLOOKUP($D136,GI!$C$77:$G$77,GI!$C$80:$G$80))/4,0))\n*_xlfn.XLOOKUP(Y$6,Daten!$B$151:$M$151,Daten!$B$150:$M$150)*$T136*24/1000)","v":0},{"$f":"IF($D136=\"\",0,(_xlfn.XLOOKUP($D136,Daten!$A$152:$A$154,_xlfn.XLOOKUP(Z$6,Daten!$B$151:$M$151,Daten!$B$152:$M$154))\n+IF($G136>_xlfn.XLOOKUP($D136,GI!$C$77:$G$77,GI!$C$80:$G$80),($G136-_xlfn.XLOOKUP($D136,GI!$C$77:$G$77,GI!$C$80:$G$80))/4,0))\n*_xlfn.XLOOKUP(Z$6,Daten!$B$151:$M$151,Daten!$B$150:$M$150)*$T136*24/1000)","v":0},{"$f":"IF($D136=\"\",0,(_xlfn.XLOOKUP($D136,Daten!$A$152:$A$154,_xlfn.XLOOKUP(AA$6,Daten!$B$151:$M$151,Daten!$B$152:$M$154))\n+IF($G136>_xlfn.XLOOKUP($D136,GI!$C$77:$G$77,GI!$C$80:$G$80),($G136-_xlfn.XLOOKUP($D136,GI!$C$77:$G$77,GI!$C$80:$G$80))/4,0))\n*_xlfn.XLOOKUP(AA$6,Daten!$B$151:$M$151,Daten!$B$150:$M$150)*$T136*24/1000)","v":0},{"$f":"IF($D136=\"\",0,(_xlfn.XLOOKUP($D136,Daten!$A$152:$A$154,_xlfn.XLOOKUP(AB$6,Daten!$B$151:$M$151,Daten!$B$152:$M$154))\n+IF($G136>_xlfn.XLOOKUP($D136,GI!$C$77:$G$77,GI!$C$80:$G$80),($G136-_xlfn.XLOOKUP($D136,GI!$C$77:$G$77,GI!$C$80:$G$80))/4,0))\n*_xlfn.XLOOKUP(AB$6,Daten!$B$151:$M$151,Daten!$B$150:$M$150)*$T136*24/1000)","v":0},{"$f":"IF($D136=\"\",0,(_xlfn.XLOOKUP($D136,Daten!$A$152:$A$154,_xlfn.XLOOKUP(AC$6,Daten!$B$151:$M$151,Daten!$B$152:$M$154))\n+IF($G136>_xlfn.XLOOKUP($D136,GI!$C$77:$G$77,GI!$C$80:$G$80),($G136-_xlfn.XLOOKUP($D136,GI!$C$77:$G$77,GI!$C$80:$G$80))/4,0))\n*_xlfn.XLOOKUP(AC$6,Daten!$B$151:$M$151,Daten!$B$150:$M$150)*$T136*24/1000)","v":0},{"$f":"IF($D136=\"\",0,(_xlfn.XLOOKUP($D136,Daten!$A$152:$A$154,_xlfn.XLOOKUP(AD$6,Daten!$B$151:$M$151,Daten!$B$152:$M$154))\n+IF($G136>_xlfn.XLOOKUP($D136,GI!$C$77:$G$77,GI!$C$80:$G$80),($G136-_xlfn.XLOOKUP($D136,GI!$C$77:$G$77,GI!$C$80:$G$80))/4,0))\n*_xlfn.XLOOKUP(AD$6,Daten!$B$151:$M$151,Daten!$B$150:$M$150)*$T136*24/1000)","v":0},{"$f":"IF($D136=\"\",0,(_xlfn.XLOOKUP($D136,Daten!$A$152:$A$154,_xlfn.XLOOKUP(AE$6,Daten!$B$151:$M$151,Daten!$B$152:$M$154))\n+IF($G136>_xlfn.XLOOKUP($D136,GI!$C$77:$G$77,GI!$C$80:$G$80),($G136-_xlfn.XLOOKUP($D136,GI!$C$77:$G$77,GI!$C$80:$G$80))/4,0))\n*_xlfn.XLOOKUP(AE$6,Daten!$B$151:$M$151,Daten!$B$150:$M$150)*$T136*24/1000)","v":0},{"$f":"IF($D136=\"\",0,(_xlfn.XLOOKUP($D136,Daten!$A$152:$A$154,_xlfn.XLOOKUP(AF$6,Daten!$B$151:$M$151,Daten!$B$152:$M$154))\n+IF($G136>_xlfn.XLOOKUP($D136,GI!$C$77:$G$77,GI!$C$80:$G$80),($G136-_xlfn.XLOOKUP($D136,GI!$C$77:$G$77,GI!$C$80:$G$80))/4,0))\n*_xlfn.XLOOKUP(AF$6,Daten!$B$151:$M$151,Daten!$B$150:$M$150)*$T136*24/1000)","v":0},{"$f":"SUM(U136:AF136)","v":0}]
[{"$nulls":7},"",{"$nulls":11},0,{"$f":"IF($D137=\"\",0,(_xlfn.XLOOKUP($D137,Daten!$A$152:$A$154,_xlfn.XLOOKUP(U$6,Daten!$B$151:$M$151,Daten!$B$152:$M$154))\n+IF($G137>_xlfn.XLOOKUP($D137,GI!$C$77:$G$77,GI!$C$80:$G$80),($G137-_xlfn.XLOOKUP($D137,GI!$C$77:$G$77,GI!$C$80:$G$80))/4,0))\n*_xlfn.XLOOKUP(U$6,Daten!$B$151:$M$151,Daten!$B$150:$M$150)*$T137*24/1000)","v":0},{"$f":"IF($D137=\"\",0,(_xlfn.XLOOKUP($D137,Daten!$A$152:$A$154,_xlfn.XLOOKUP(V$6,Daten!$B$151:$M$151,Daten!$B$152:$M$154))\n+IF($G137>_xlfn.XLOOKUP($D137,GI!$C$77:$G$77,GI!$C$80:$G$80),($G137-_xlfn.XLOOKUP($D137,GI!$C$77:$G$77,GI!$C$80:$G$80))/4,0))\n*_xlfn.XLOOKUP(V$6,Daten!$B$151:$M$151,Daten!$B$150:$M$150)*$T137*24/1000)","v":0},{"$f":"IF($D137=\"\",0,(_xlfn.XLOOKUP($D137,Daten!$A$152:$A$154,_xlfn.XLOOKUP(W$6,Daten!$B$151:$M$151,Daten!$B$152:$M$154))\n+IF($G137>_xlfn.XLOOKUP($D137,GI!$C$77:$G$77,GI!$C$80:$G$80),($G137-_xlfn.XLOOKUP($D137,GI!$C$77:$G$77,GI!$C$80:$G$80))/4,0))\n*_xlfn.XLOOKUP(W$6,Daten!$B$151:$M$151,Daten!$B$150:$M$150)*$T137*24/1000)","v":0},{"$f":"IF($D137=\"\",0,(_xlfn.XLOOKUP($D137,Daten!$A$152:$A$154,_xlfn.XLOOKUP(X$6,Daten!$B$151:$M$151,Daten!$B$152:$M$154))\n+IF($G137>_xlfn.XLOOKUP($D137,GI!$C$77:$G$77,GI!$C$80:$G$80),($G137-_xlfn.XLOOKUP($D137,GI!$C$77:$G$77,GI!$C$80:$G$80))/4,0))\n*_xlfn.XLOOKUP(X$6,Daten!$B$151:$M$151,Daten!$B$150:$M$150)*$T137*24/1000)","v":0},{"$f":"IF($D137=\"\",0,(_xlfn.XLOOKUP($D137,Daten!$A$152:$A$154,_xlfn.XLOOKUP(Y$6,Daten!$B$151:$M$151,Daten!$B$152:$M$154))\n+IF($G137>_xlfn.XLOOKUP($D137,GI!$C$77:$G$77,GI!$C$80:$G$80),($G137-_xlfn.XLOOKUP($D137,GI!$C$77:$G$77,GI!$C$80:$G$80))/4,0))\n*_xlfn.XLOOKUP(Y$6,Daten!$B$151:$M$151,Daten!$B$150:$M$150)*$T137*24/1000)","v":0},{"$f":"IF($D137=\"\",0,(_xlfn.XLOOKUP($D137,Daten!$A$152:$A$154,_xlfn.XLOOKUP(Z$6,Daten!$B$151:$M$151,Daten!$B$152:$M$154))\n+IF($G137>_xlfn.XLOOKUP($D137,GI!$C$77:$G$77,GI!$C$80:$G$80),($G137-_xlfn.XLOOKUP($D137,GI!$C$77:$G$77,GI!$C$80:$G$80))/4,0))\n*_xlfn.XLOOKUP(Z$6,Daten!$B$151:$M$151,Daten!$B$150:$M$150)*$T137*24/1000)","v":0},{"$f":"IF($D137=\"\",0,(_xlfn.XLOOKUP($D137,Daten!$A$152:$A$154,_xlfn.XLOOKUP(AA$6,Daten!$B$151:$M$151,Daten!$B$152:$M$154))\n+IF($G137>_xlfn.XLOOKUP($D137,GI!$C$77:$G$77,GI!$C$80:$G$80),($G137-_xlfn.XLOOKUP($D137,GI!$C$77:$G$77,GI!$C$80:$G$80))/4,0))\n*_xlfn.XLOOKUP(AA$6,Daten!$B$151:$M$151,Daten!$B$150:$M$150)*$T137*24/1000)","v":0},{"$f":"IF($D137=\"\",0,(_xlfn.XLOOKUP($D137,Daten!$A$152:$A$154,_xlfn.XLOOKUP(AB$6,Daten!$B$151:$M$151,Daten!$B$152:$M$154))\n+IF($G137>_xlfn.XLOOKUP($D137,GI!$C$77:$G$77,GI!$C$80:$G$80),($G137-_xlfn.XLOOKUP($D137,GI!$C$77:$G$77,GI!$C$80:$G$80))/4,0))\n*_xlfn.XLOOKUP(AB$6,Daten!$B$151:$M$151,Daten!$B$150:$M$150)*$T137*24/1000)","v":0},{"$f":"IF($D137=\"\",0,(_xlfn.XLOOKUP($D137,Daten!$A$152:$A$154,_xlfn.XLOOKUP(AC$6,Daten!$B$151:$M$151,Daten!$B$152:$M$154))\n+IF($G137>_xlfn.XLOOKUP($D137,GI!$C$77:$G$77,GI!$C$80:$G$80),($G137-_xlfn.XLOOKUP($D137,GI!$C$77:$G$77,GI!$C$80:$G$80))/4,0))\n*_xlfn.XLOOKUP(AC$6,Daten!$B$151:$M$151,Daten!$B$150:$M$150)*$T137*24/1000)","v":0},{"$f":"IF($D137=\"\",0,(_xlfn.XLOOKUP($D137,Daten!$A$152:$A$154,_xlfn.XLOOKUP(AD$6,Daten!$B$151:$M$151,Daten!$B$152:$M$154))\n+IF($G137>_xlfn.XLOOKUP($D137,GI!$C$77:$G$77,GI!$C$80:$G$80),($G137-_xlfn.XLOOKUP($D137,GI!$C$77:$G$77,GI!$C$80:$G$80))/4,0))\n*_xlfn.XLOOKUP(AD$6,Daten!$B$151:$M$151,Daten!$B$150:$M$150)*$T137*24/1000)","v":0},{"$f":"IF($D137=\"\",0,(_xlfn.XLOOKUP($D137,Daten!$A$152:$A$154,_xlfn.XLOOKUP(AE$6,Daten!$B$151:$M$151,Daten!$B$152:$M$154))\n+IF($G137>_xlfn.XLOOKUP($D137,GI!$C$77:$G$77,GI!$C$80:$G$80),($G137-_xlfn.XLOOKUP($D137,GI!$C$77:$G$77,GI!$C$80:$G$80))/4,0))\n*_xlfn.XLOOKUP(AE$6,Daten!$B$151:$M$151,Daten!$B$150:$M$150)*$T137*24/1000)","v":0},{"$f":"IF($D137=\"\",0,(_xlfn.XLOOKUP($D137,Daten!$A$152:$A$154,_xlfn.XLOOKUP(AF$6,Daten!$B$151:$M$151,Daten!$B$152:$M$154))\n+IF($G137>_xlfn.XLOOKUP($D137,GI!$C$77:$G$77,GI!$C$80:$G$80),($G137-_xlfn.XLOOKUP($D137,GI!$C$77:$G$77,GI!$C$80:$G$80))/4,0))\n*_xlfn.XLOOKUP(AF$6,Daten!$B$151:$M$151,Daten!$B$150:$M$150)*$T137*24/1000)","v":0},0]
[]
[null,null,"2.4.1 Fotos, Beschreibungen und Bemerkungen"]
[null,null,"Freitext. "]
[]
[null,null,"2.5 Böden"]
[{"$nulls":19},0,{"$f":"IF($D143=\"\",0,(_xlfn.XLOOKUP($D143,Daten!$A$152:$A$154,_xlfn.XLOOKUP(U$6,Daten!$B$151:$M$151,Daten!$B$152:$M$154))\n+IF($G143>_xlfn.XLOOKUP($D143,GI!$C$77:$G$77,GI!$C$80:$G$80),($G143-_xlfn.XLOOKUP($D143,GI!$C$77:$G$77,GI!$C$80:$G$80))/4,0))\n*_xlfn.XLOOKUP(U$6,Daten!$B$151:$M$151,Daten!$B$150:$M$150)*$T143*24/1000)","v":0},{"$f":"IF($D143=\"\",0,(_xlfn.XLOOKUP($D143,Daten!$A$152:$A$154,_xlfn.XLOOKUP(V$6,Daten!$B$151:$M$151,Daten!$B$152:$M$154))\n+IF($G143>_xlfn.XLOOKUP($D143,GI!$C$77:$G$77,GI!$C$80:$G$80),($G143-_xlfn.XLOOKUP($D143,GI!$C$77:$G$77,GI!$C$80:$G$80))/4,0))\n*_xlfn.XLOOKUP(V$6,Daten!$B$151:$M$151,Daten!$B$150:$M$150)*$T143*24/1000)","v":0},{"$f":"IF($D143=\"\",0,(_xlfn.XLOOKUP($D143,Daten!$A$152:$A$154,_xlfn.XLOOKUP(W$6,Daten!$B$151:$M$151,Daten!$B$152:$M$154))\n+IF($G143>_xlfn.XLOOKUP($D143,GI!$C$77:$G$77,GI!$C$80:$G$80),($G143-_xlfn.XLOOKUP($D143,GI!$C$77:$G$77,GI!$C$80:$G$80))/4,0))\n*_xlfn.XLOOKUP(W$6,Daten!$B$151:$M$151,Daten!$B$150:$M$150)*$T143*24/1000)","v":0},{"$f":"IF($D143=\"\",0,(_xlfn.XLOOKUP($D143,Daten!$A$152:$A$154,_xlfn.XLOOKUP(X$6,Daten!$B$151:$M$151,Daten!$B$152:$M$154))\n+IF($G143>_xlfn.XLOOKUP($D143,GI!$C$77:$G$77,GI!$C$80:$G$80),($G143-_xlfn.XLOOKUP($D143,GI!$C$77:$G$77,GI!$C$80:$G$80))/4,0))\n*_xlfn.XLOOKUP(X$6,Daten!$B$151:$M$151,Daten!$B$150:$M$150)*$T143*24/1000)","v":0},{"$f":"IF($D143=\"\",0,(_xlfn.XLOOKUP($D143,Daten!$A$152:$A$154,_xlfn.XLOOKUP(Y$6,Daten!$B$151:$M$151,Daten!$B$152:$M$154))\n+IF($G143>_xlfn.XLOOKUP($D143,GI!$C$77:$G$77,GI!$C$80:$G$80),($G143-_xlfn.XLOOKUP($D143,GI!$C$77:$G$77,GI!$C$80:$G$80))/4,0))\n*_xlfn.XLOOKUP(Y$6,Daten!$B$151:$M$151,Daten!$B$150:$M$150)*$T143*24/1000)","v":0},{"$f":"IF($D143=\"\",0,(_xlfn.XLOOKUP($D143,Daten!$A$152:$A$154,_xlfn.XLOOKUP(Z$6,Daten!$B$151:$M$151,Daten!$B$152:$M$154))\n+IF($G143>_xlfn.XLOOKUP($D143,GI!$C$77:$G$77,GI!$C$80:$G$80),($G143-_xlfn.XLOOKUP($D143,GI!$C$77:$G$77,GI!$C$80:$G$80))/4,0))\n*_xlfn.XLOOKUP(Z$6,Daten!$B$151:$M$151,Daten!$B$150:$M$150)*$T143*24/1000)","v":0},{"$f":"IF($D143=\"\",0,(_xlfn.XLOOKUP($D143,Daten!$A$152:$A$154,_xlfn.XLOOKUP(AA$6,Daten!$B$151:$M$151,Daten!$B$152:$M$154))\n+IF($G143>_xlfn.XLOOKUP($D143,GI!$C$77:$G$77,GI!$C$80:$G$80),($G143-_xlfn.XLOOKUP($D143,GI!$C$77:$G$77,GI!$C$80:$G$80))/4,0))\n*_xlfn.XLOOKUP(AA$6,Daten!$B$151:$M$151,Daten!$B$150:$M$150)*$T143*24/1000)","v":0},{"$f":"IF($D143=\"\",0,(_xlfn.XLOOKUP($D143,Daten!$A$152:$A$154,_xlfn.XLOOKUP(AB$6,Daten!$B$151:$M$151,Daten!$B$152:$M$154))\n+IF($G143>_xlfn.XLOOKUP($D143,GI!$C$77:$G$77,GI!$C$80:$G$80),($G143-_xlfn.XLOOKUP($D143,GI!$C$77:$G$77,GI!$C$80:$G$80))/4,0))\n*_xlfn.XLOOKUP(AB$6,Daten!$B$151:$M$151,Daten!$B$150:$M$150)*$T143*24/1000)","v":0},{"$f":"IF($D143=\"\",0,(_xlfn.XLOOKUP($D143,Daten!$A$152:$A$154,_xlfn.XLOOKUP(AC$6,Daten!$B$151:$M$151,Daten!$B$152:$M$154))\n+IF($G143>_xlfn.XLOOKUP($D143,GI!$C$77:$G$77,GI!$C$80:$G$80),($G143-_xlfn.XLOOKUP($D143,GI!$C$77:$G$77,GI!$C$80:$G$80))/4,0))\n*_xlfn.XLOOKUP(AC$6,Daten!$B$151:$M$151,Daten!$B$150:$M$150)*$T143*24/1000)","v":0},{"$f":"IF($D143=\"\",0,(_xlfn.XLOOKUP($D143,Daten!$A$152:$A$154,_xlfn.XLOOKUP(AD$6,Daten!$B$151:$M$151,Daten!$B$152:$M$154))\n+IF($G143>_xlfn.XLOOKUP($D143,GI!$C$77:$G$77,GI!$C$80:$G$80),($G143-_xlfn.XLOOKUP($D143,GI!$C$77:$G$77,GI!$C$80:$G$80))/4,0))\n*_xlfn.XLOOKUP(AD$6,Daten!$B$151:$M$151,Daten!$B$150:$M$150)*$T143*24/1000)","v":0},{"$f":"IF($D143=\"\",0,(_xlfn.XLOOKUP($D143,Daten!$A$152:$A$154,_xlfn.XLOOKUP(AE$6,Daten!$B$151:$M$151,Daten!$B$152:$M$154))\n+IF($G143>_xlfn.XLOOKUP($D143,GI!$C$77:$G$77,GI!$C$80:$G$80),($G143-_xlfn.XLOOKUP($D143,GI!$C$77:$G$77,GI!$C$80:$G$80))/4,0))\n*_xlfn.XLOOKUP(AE$6,Daten!$B$151:$M$151,Daten!$B$150:$M$150)*$T143*24/1000)","v":0},{"$f":"IF($D143=\"\",0,(_xlfn.XLOOKUP($D143,Daten!$A$152:$A$154,_xlfn.XLOOKUP(AF$6,Daten!$B$151:$M$151,Daten!$B$152:$M$154))\n+IF($G143>_xlfn.XLOOKUP($D143,GI!$C$77:$G$77,GI!$C$80:$G$80),($G143-_xlfn.XLOOKUP($D143,GI!$C$77:$G$77,GI!$C$80:$G$80))/4,0))\n*_xlfn.XLOOKUP(AF$6,Daten!$B$151:$M$151,Daten!$B$150:$M$150)*$T143*24/1000)","v":0},{"$f":"SUM(U143:AF143)","v":0}]
[{"$nulls":19},0,{"$f":"IF($D144=\"\",0,(_xlfn.XLOOKUP($D144,Daten!$A$152:$A$154,_xlfn.XLOOKUP(U$6,Daten!$B$151:$M$151,Daten!$B$152:$M$154))\n+IF($G144>_xlfn.XLOOKUP($D144,GI!$C$77:$G$77,GI!$C$80:$G$80),($G144-_xlfn.XLOOKUP($D144,GI!$C$77:$G$77,GI!$C$80:$G$80))/4,0))\n*_xlfn.XLOOKUP(U$6,Daten!$B$151:$M$151,Daten!$B$150:$M$150)*$T144*24/1000)","v":0},{"$f":"IF($D144=\"\",0,(_xlfn.XLOOKUP($D144,Daten!$A$152:$A$154,_xlfn.XLOOKUP(V$6,Daten!$B$151:$M$151,Daten!$B$152:$M$154))\n+IF($G144>_xlfn.XLOOKUP($D144,GI!$C$77:$G$77,GI!$C$80:$G$80),($G144-_xlfn.XLOOKUP($D144,GI!$C$77:$G$77,GI!$C$80:$G$80))/4,0))\n*_xlfn.XLOOKUP(V$6,Daten!$B$151:$M$151,Daten!$B$150:$M$150)*$T144*24/1000)","v":0},{"$f":"IF($D144=\"\",0,(_xlfn.XLOOKUP($D144,Daten!$A$152:$A$154,_xlfn.XLOOKUP(W$6,Daten!$B$151:$M$151,Daten!$B$152:$M$154))\n+IF($G144>_xlfn.XLOOKUP($D144,GI!$C$77:$G$77,GI!$C$80:$G$80),($G144-_xlfn.XLOOKUP($D144,GI!$C$77:$G$77,GI!$C$80:$G$80))/4,0))\n*_xlfn.XLOOKUP(W$6,Daten!$B$151:$M$151,Daten!$B$150:$M$150)*$T144*24/1000)","v":0},{"$f":"IF($D144=\"\",0,(_xlfn.XLOOKUP($D144,Daten!$A$152:$A$154,_xlfn.XLOOKUP(X$6,Daten!$B$151:$M$151,Daten!$B$152:$M$154))\n+IF($G144>_xlfn.XLOOKUP($D144,GI!$C$77:$G$77,GI!$C$80:$G$80),($G144-_xlfn.XLOOKUP($D144,GI!$C$77:$G$77,GI!$C$80:$G$80))/4,0))\n*_xlfn.XLOOKUP(X$6,Daten!$B$151:$M$151,Daten!$B$150:$M$150)*$T144*24/1000)","v":0},{"$f":"IF($D144=\"\",0,(_xlfn.XLOOKUP($D144,Daten!$A$152:$A$154,_xlfn.XLOOKUP(Y$6,Daten!$B$151:$M$151,Daten!$B$152:$M$154))\n+IF($G144>_xlfn.XLOOKUP($D144,GI!$C$77:$G$77,GI!$C$80:$G$80),($G144-_xlfn.XLOOKUP($D144,GI!$C$77:$G$77,GI!$C$80:$G$80))/4,0))\n*_xlfn.XLOOKUP(Y$6,Daten!$B$151:$M$151,Daten!$B$150:$M$150)*$T144*24/1000)","v":0},{"$f":"IF($D144=\"\",0,(_xlfn.XLOOKUP($D144,Daten!$A$152:$A$154,_xlfn.XLOOKUP(Z$6,Daten!$B$151:$M$151,Daten!$B$152:$M$154))\n+IF($G144>_xlfn.XLOOKUP($D144,GI!$C$77:$G$77,GI!$C$80:$G$80),($G144-_xlfn.XLOOKUP($D144,GI!$C$77:$G$77,GI!$C$80:$G$80))/4,0))\n*_xlfn.XLOOKUP(Z$6,Daten!$B$151:$M$151,Daten!$B$150:$M$150)*$T144*24/1000)","v":0},{"$f":"IF($D144=\"\",0,(_xlfn.XLOOKUP($D144,Daten!$A$152:$A$154,_xlfn.XLOOKUP(AA$6,Daten!$B$151:$M$151,Daten!$B$152:$M$154))\n+IF($G144>_xlfn.XLOOKUP($D144,GI!$C$77:$G$77,GI!$C$80:$G$80),($G144-_xlfn.XLOOKUP($D144,GI!$C$77:$G$77,GI!$C$80:$G$80))/4,0))\n*_xlfn.XLOOKUP(AA$6,Daten!$B$151:$M$151,Daten!$B$150:$M$150)*$T144*24/1000)","v":0},{"$f":"IF($D144=\"\",0,(_xlfn.XLOOKUP($D144,Daten!$A$152:$A$154,_xlfn.XLOOKUP(AB$6,Daten!$B$151:$M$151,Daten!$B$152:$M$154))\n+IF($G144>_xlfn.XLOOKUP($D144,GI!$C$77:$G$77,GI!$C$80:$G$80),($G144-_xlfn.XLOOKUP($D144,GI!$C$77:$G$77,GI!$C$80:$G$80))/4,0))\n*_xlfn.XLOOKUP(AB$6,Daten!$B$151:$M$151,Daten!$B$150:$M$150)*$T144*24/1000)","v":0},{"$f":"IF($D144=\"\",0,(_xlfn.XLOOKUP($D144,Daten!$A$152:$A$154,_xlfn.XLOOKUP(AC$6,Daten!$B$151:$M$151,Daten!$B$152:$M$154))\n+IF($G144>_xlfn.XLOOKUP($D144,GI!$C$77:$G$77,GI!$C$80:$G$80),($G144-_xlfn.XLOOKUP($D144,GI!$C$77:$G$77,GI!$C$80:$G$80))/4,0))\n*_xlfn.XLOOKUP(AC$6,Daten!$B$151:$M$151,Daten!$B$150:$M$150)*$T144*24/1000)","v":0},{"$f":"IF($D144=\"\",0,(_xlfn.XLOOKUP($D144,Daten!$A$152:$A$154,_xlfn.XLOOKUP(AD$6,Daten!$B$151:$M$151,Daten!$B$152:$M$154))\n+IF($G144>_xlfn.XLOOKUP($D144,GI!$C$77:$G$77,GI!$C$80:$G$80),($G144-_xlfn.XLOOKUP($D144,GI!$C$77:$G$77,GI!$C$80:$G$80))/4,0))\n*_xlfn.XLOOKUP(AD$6,Daten!$B$151:$M$151,Daten!$B$150:$M$150)*$T144*24/1000)","v":0},{"$f":"IF($D144=\"\",0,(_xlfn.XLOOKUP($D144,Daten!$A$152:$A$154,_xlfn.XLOOKUP(AE$6,Daten!$B$151:$M$151,Daten!$B$152:$M$154))\n+IF($G144>_xlfn.XLOOKUP($D144,GI!$C$77:$G$77,GI!$C$80:$G$80),($G144-_xlfn.XLOOKUP($D144,GI!$C$77:$G$77,GI!$C$80:$G$80))/4,0))\n*_xlfn.XLOOKUP(AE$6,Daten!$B$151:$M$151,Daten!$B$150:$M$150)*$T144*24/1000)","v":0},{"$f":"IF($D144=\"\",0,(_xlfn.XLOOKUP($D144,Daten!$A$152:$A$154,_xlfn.XLOOKUP(AF$6,Daten!$B$151:$M$151,Daten!$B$152:$M$154))\n+IF($G144>_xlfn.XLOOKUP($D144,GI!$C$77:$G$77,GI!$C$80:$G$80),($G144-_xlfn.XLOOKUP($D144,GI!$C$77:$G$77,GI!$C$80:$G$80))/4,0))\n*_xlfn.XLOOKUP(AF$6,Daten!$B$151:$M$151,Daten!$B$150:$M$150)*$T144*24/1000)","v":0},0]
[{"$nulls":19},0,{"$f":"IF($D145=\"\",0,(_xlfn.XLOOKUP($D145,Daten!$A$152:$A$154,_xlfn.XLOOKUP(U$6,Daten!$B$151:$M$151,Daten!$B$152:$M$154))\n+IF($G145>_xlfn.XLOOKUP($D145,GI!$C$77:$G$77,GI!$C$80:$G$80),($G145-_xlfn.XLOOKUP($D145,GI!$C$77:$G$77,GI!$C$80:$G$80))/4,0))\n*_xlfn.XLOOKUP(U$6,Daten!$B$151:$M$151,Daten!$B$150:$M$150)*$T145*24/1000)","v":0},{"$f":"IF($D145=\"\",0,(_xlfn.XLOOKUP($D145,Daten!$A$152:$A$154,_xlfn.XLOOKUP(V$6,Daten!$B$151:$M$151,Daten!$B$152:$M$154))\n+IF($G145>_xlfn.XLOOKUP($D145,GI!$C$77:$G$77,GI!$C$80:$G$80),($G145-_xlfn.XLOOKUP($D145,GI!$C$77:$G$77,GI!$C$80:$G$80))/4,0))\n*_xlfn.XLOOKUP(V$6,Daten!$B$151:$M$151,Daten!$B$150:$M$150)*$T145*24/1000)","v":0},{"$f":"IF($D145=\"\",0,(_xlfn.XLOOKUP($D145,Daten!$A$152:$A$154,_xlfn.XLOOKUP(W$6,Daten!$B$151:$M$151,Daten!$B$152:$M$154))\n+IF($G145>_xlfn.XLOOKUP($D145,GI!$C$77:$G$77,GI!$C$80:$G$80),($G145-_xlfn.XLOOKUP($D145,GI!$C$77:$G$77,GI!$C$80:$G$80))/4,0))\n*_xlfn.XLOOKUP(W$6,Daten!$B$151:$M$151,Daten!$B$150:$M$150)*$T145*24/1000)","v":0},{"$f":"IF($D145=\"\",0,(_xlfn.XLOOKUP($D145,Daten!$A$152:$A$154,_xlfn.XLOOKUP(X$6,Daten!$B$151:$M$151,Daten!$B$152:$M$154))\n+IF($G145>_xlfn.XLOOKUP($D145,GI!$C$77:$G$77,GI!$C$80:$G$80),($G145-_xlfn.XLOOKUP($D145,GI!$C$77:$G$77,GI!$C$80:$G$80))/4,0))\n*_xlfn.XLOOKUP(X$6,Daten!$B$151:$M$151,Daten!$B$150:$M$150)*$T145*24/1000)","v":0},{"$f":"IF($D145=\"\",0,(_xlfn.XLOOKUP($D145,Daten!$A$152:$A$154,_xlfn.XLOOKUP(Y$6,Daten!$B$151:$M$151,Daten!$B$152:$M$154))\n+IF($G145>_xlfn.XLOOKUP($D145,GI!$C$77:$G$77,GI!$C$80:$G$80),($G145-_xlfn.XLOOKUP($D145,GI!$C$77:$G$77,GI!$C$80:$G$80))/4,0))\n*_xlfn.XLOOKUP(Y$6,Daten!$B$151:$M$151,Daten!$B$150:$M$150)*$T145*24/1000)","v":0},{"$f":"IF($D145=\"\",0,(_xlfn.XLOOKUP($D145,Daten!$A$152:$A$154,_xlfn.XLOOKUP(Z$6,Daten!$B$151:$M$151,Daten!$B$152:$M$154))\n+IF($G145>_xlfn.XLOOKUP($D145,GI!$C$77:$G$77,GI!$C$80:$G$80),($G145-_xlfn.XLOOKUP($D145,GI!$C$77:$G$77,GI!$C$80:$G$80))/4,0))\n*_xlfn.XLOOKUP(Z$6,Daten!$B$151:$M$151,Daten!$B$150:$M$150)*$T145*24/1000)","v":0},{"$f":"IF($D145=\"\",0,(_xlfn.XLOOKUP($D145,Daten!$A$152:$A$154,_xlfn.XLOOKUP(AA$6,Daten!$B$151:$M$151,Daten!$B$152:$M$154))\n+IF($G145>_xlfn.XLOOKUP($D145,GI!$C$77:$G$77,GI!$C$80:$G$80),($G145-_xlfn.XLOOKUP($D145,GI!$C$77:$G$77,GI!$C$80:$G$80))/4,0))\n*_xlfn.XLOOKUP(AA$6,Daten!$B$151:$M$151,Daten!$B$150:$M$150)*$T145*24/1000)","v":0},{"$f":"IF($D145=\"\",0,(_xlfn.XLOOKUP($D145,Daten!$A$152:$A$154,_xlfn.XLOOKUP(AB$6,Daten!$B$151:$M$151,Daten!$B$152:$M$154))\n+IF($G145>_xlfn.XLOOKUP($D145,GI!$C$77:$G$77,GI!$C$80:$G$80),($G145-_xlfn.XLOOKUP($D145,GI!$C$77:$G$77,GI!$C$80:$G$80))/4,0))\n*_xlfn.XLOOKUP(AB$6,Daten!$B$151:$M$151,Daten!$B$150:$M$150)*$T145*24/1000)","v":0},{"$f":"IF($D145=\"\",0,(_xlfn.XLOOKUP($D145,Daten!$A$152:$A$154,_xlfn.XLOOKUP(AC$6,Daten!$B$151:$M$151,Daten!$B$152:$M$154))\n+IF($G145>_xlfn.XLOOKUP($D145,GI!$C$77:$G$77,GI!$C$80:$G$80),($G145-_xlfn.XLOOKUP($D145,GI!$C$77:$G$77,GI!$C$80:$G$80))/4,0))\n*_xlfn.XLOOKUP(AC$6,Daten!$B$151:$M$151,Daten!$B$150:$M$150)*$T145*24/1000)","v":0},{"$f":"IF($D145=\"\",0,(_xlfn.XLOOKUP($D145,Daten!$A$152:$A$154,_xlfn.XLOOKUP(AD$6,Daten!$B$151:$M$151,Daten!$B$152:$M$154))\n+IF($G145>_xlfn.XLOOKUP($D145,GI!$C$77:$G$77,GI!$C$80:$G$80),($G145-_xlfn.XLOOKUP($D145,GI!$C$77:$G$77,GI!$C$80:$G$80))/4,0))\n*_xlfn.XLOOKUP(AD$6,Daten!$B$151:$M$151,Daten!$B$150:$M$150)*$T145*24/1000)","v":0},{"$f":"IF($D145=\"\",0,(_xlfn.XLOOKUP($D145,Daten!$A$152:$A$154,_xlfn.XLOOKUP(AE$6,Daten!$B$151:$M$151,Daten!$B$152:$M$154))\n+IF($G145>_xlfn.XLOOKUP($D145,GI!$C$77:$G$77,GI!$C$80:$G$80),($G145-_xlfn.XLOOKUP($D145,GI!$C$77:$G$77,GI!$C$80:$G$80))/4,0))\n*_xlfn.XLOOKUP(AE$6,Daten!$B$151:$M$151,Daten!$B$150:$M$150)*$T145*24/1000)","v":0},{"$f":"IF($D145=\"\",0,(_xlfn.XLOOKUP($D145,Daten!$A$152:$A$154,_xlfn.XLOOKUP(AF$6,Daten!$B$151:$M$151,Daten!$B$152:$M$154))\n+IF($G145>_xlfn.XLOOKUP($D145,GI!$C$77:$G$77,GI!$C$80:$G$80),($G145-_xlfn.XLOOKUP($D145,GI!$C$77:$G$77,GI!$C$80:$G$80))/4,0))\n*_xlfn.XLOOKUP(AF$6,Daten!$B$151:$M$151,Daten!$B$150:$M$150)*$T145*24/1000)","v":0},0]
[{"$nulls":19},0,{"$f":"IF($D146=\"\",0,(_xlfn.XLOOKUP($D146,Daten!$A$152:$A$154,_xlfn.XLOOKUP(U$6,Daten!$B$151:$M$151,Daten!$B$152:$M$154))\n+IF($G146>_xlfn.XLOOKUP($D146,GI!$C$77:$G$77,GI!$C$80:$G$80),($G146-_xlfn.XLOOKUP($D146,GI!$C$77:$G$77,GI!$C$80:$G$80))/4,0))\n*_xlfn.XLOOKUP(U$6,Daten!$B$151:$M$151,Daten!$B$150:$M$150)*$T146*24/1000)","v":0},{"$f":"IF($D146=\"\",0,(_xlfn.XLOOKUP($D146,Daten!$A$152:$A$154,_xlfn.XLOOKUP(V$6,Daten!$B$151:$M$151,Daten!$B$152:$M$154))\n+IF($G146>_xlfn.XLOOKUP($D146,GI!$C$77:$G$77,GI!$C$80:$G$80),($G146-_xlfn.XLOOKUP($D146,GI!$C$77:$G$77,GI!$C$80:$G$80))/4,0))\n*_xlfn.XLOOKUP(V$6,Daten!$B$151:$M$151,Daten!$B$150:$M$150)*$T146*24/1000)","v":0},{"$f":"IF($D146=\"\",0,(_xlfn.XLOOKUP($D146,Daten!$A$152:$A$154,_xlfn.XLOOKUP(W$6,Daten!$B$151:$M$151,Daten!$B$152:$M$154))\n+IF($G146>_xlfn.XLOOKUP($D146,GI!$C$77:$G$77,GI!$C$80:$G$80),($G146-_xlfn.XLOOKUP($D146,GI!$C$77:$G$77,GI!$C$80:$G$80))/4,0))\n*_xlfn.XLOOKUP(W$6,Daten!$B$151:$M$151,Daten!$B$150:$M$150)*$T146*24/1000)","v":0},{"$f":"IF($D146=\"\",0,(_xlfn.XLOOKUP($D146,Daten!$A$152:$A$154,_xlfn.XLOOKUP(X$6,Daten!$B$151:$M$151,Daten!$B$152:$M$154))\n+IF($G146>_xlfn.XLOOKUP($D146,GI!$C$77:$G$77,GI!$C$80:$G$80),($G146-_xlfn.XLOOKUP($D146,GI!$C$77:$G$77,GI!$C$80:$G$80))/4,0))\n*_xlfn.XLOOKUP(X$6,Daten!$B$151:$M$151,Daten!$B$150:$M$150)*$T146*24/1000)","v":0},{"$f":"IF($D146=\"\",0,(_xlfn.XLOOKUP($D146,Daten!$A$152:$A$154,_xlfn.XLOOKUP(Y$6,Daten!$B$151:$M$151,Daten!$B$152:$M$154))\n+IF($G146>_xlfn.XLOOKUP($D146,GI!$C$77:$G$77,GI!$C$80:$G$80),($G146-_xlfn.XLOOKUP($D146,GI!$C$77:$G$77,GI!$C$80:$G$80))/4,0))\n*_xlfn.XLOOKUP(Y$6,Daten!$B$151:$M$151,Daten!$B$150:$M$150)*$T146*24/1000)","v":0},{"$f":"IF($D146=\"\",0,(_xlfn.XLOOKUP($D146,Daten!$A$152:$A$154,_xlfn.XLOOKUP(Z$6,Daten!$B$151:$M$151,Daten!$B$152:$M$154))\n+IF($G146>_xlfn.XLOOKUP($D146,GI!$C$77:$G$77,GI!$C$80:$G$80),($G146-_xlfn.XLOOKUP($D146,GI!$C$77:$G$77,GI!$C$80:$G$80))/4,0))\n*_xlfn.XLOOKUP(Z$6,Daten!$B$151:$M$151,Daten!$B$150:$M$150)*$T146*24/1000)","v":0},{"$f":"IF($D146=\"\",0,(_xlfn.XLOOKUP($D146,Daten!$A$152:$A$154,_xlfn.XLOOKUP(AA$6,Daten!$B$151:$M$151,Daten!$B$152:$M$154))\n+IF($G146>_xlfn.XLOOKUP($D146,GI!$C$77:$G$77,GI!$C$80:$G$80),($G146-_xlfn.XLOOKUP($D146,GI!$C$77:$G$77,GI!$C$80:$G$80))/4,0))\n*_xlfn.XLOOKUP(AA$6,Daten!$B$151:$M$151,Daten!$B$150:$M$150)*$T146*24/1000)","v":0},{"$f":"IF($D146=\"\",0,(_xlfn.XLOOKUP($D146,Daten!$A$152:$A$154,_xlfn.XLOOKUP(AB$6,Daten!$B$151:$M$151,Daten!$B$152:$M$154))\n+IF($G146>_xlfn.XLOOKUP($D146,GI!$C$77:$G$77,GI!$C$80:$G$80),($G146-_xlfn.XLOOKUP($D146,GI!$C$77:$G$77,GI!$C$80:$G$80))/4,0))\n*_xlfn.XLOOKUP(AB$6,Daten!$B$151:$M$151,Daten!$B$150:$M$150)*$T146*24/1000)","v":0},{"$f":"IF($D146=\"\",0,(_xlfn.XLOOKUP($D146,Daten!$A$152:$A$154,_xlfn.XLOOKUP(AC$6,Daten!$B$151:$M$151,Daten!$B$152:$M$154))\n+IF($G146>_xlfn.XLOOKUP($D146,GI!$C$77:$G$77,GI!$C$80:$G$80),($G146-_xlfn.XLOOKUP($D146,GI!$C$77:$G$77,GI!$C$80:$G$80))/4,0))\n*_xlfn.XLOOKUP(AC$6,Daten!$B$151:$M$151,Daten!$B$150:$M$150)*$T146*24/1000)","v":0},{"$f":"IF($D146=\"\",0,(_xlfn.XLOOKUP($D146,Daten!$A$152:$A$154,_xlfn.XLOOKUP(AD$6,Daten!$B$151:$M$151,Daten!$B$152:$M$154))\n+IF($G146>_xlfn.XLOOKUP($D146,GI!$C$77:$G$77,GI!$C$80:$G$80),($G146-_xlfn.XLOOKUP($D146,GI!$C$77:$G$77,GI!$C$80:$G$80))/4,0))\n*_xlfn.XLOOKUP(AD$6,Daten!$B$151:$M$151,Daten!$B$150:$M$150)*$T146*24/1000)","v":0},{"$f":"IF($D146=\"\",0,(_xlfn.XLOOKUP($D146,Daten!$A$152:$A$154,_xlfn.XLOOKUP(AE$6,Daten!$B$151:$M$151,Daten!$B$152:$M$154))\n+IF($G146>_xlfn.XLOOKUP($D146,GI!$C$77:$G$77,GI!$C$80:$G$80),($G146-_xlfn.XLOOKUP($D146,GI!$C$77:$G$77,GI!$C$80:$G$80))/4,0))\n*_xlfn.XLOOKUP(AE$6,Daten!$B$151:$M$151,Daten!$B$150:$M$150)*$T146*24/1000)","v":0},{"$f":"IF($D146=\"\",0,(_xlfn.XLOOKUP($D146,Daten!$A$152:$A$154,_xlfn.XLOOKUP(AF$6,Daten!$B$151:$M$151,Daten!$B$152:$M$154))\n+IF($G146>_xlfn.XLOOKUP($D146,GI!$C$77:$G$77,GI!$C$80:$G$80),($G146-_xlfn.XLOOKUP($D146,GI!$C$77:$G$77,GI!$C$80:$G$80))/4,0))\n*_xlfn.XLOOKUP(AF$6,Daten!$B$151:$M$151,Daten!$B$150:$M$150)*$T146*24/1000)","v":0},0]
[{"$nulls":7},"",{"$nulls":11},0,{"$f":"IF($D147=\"\",0,(_xlfn.XLOOKUP($D147,Daten!$A$152:$A$154,_xlfn.XLOOKUP(U$6,Daten!$B$151:$M$151,Daten!$B$152:$M$154))\n+IF($G147>_xlfn.XLOOKUP($D147,GI!$C$77:$G$77,GI!$C$80:$G$80),($G147-_xlfn.XLOOKUP($D147,GI!$C$77:$G$77,GI!$C$80:$G$80))/4,0))\n*_xlfn.XLOOKUP(U$6,Daten!$B$151:$M$151,Daten!$B$150:$M$150)*$T147*24/1000)","v":0},{"$f":"IF($D147=\"\",0,(_xlfn.XLOOKUP($D147,Daten!$A$152:$A$154,_xlfn.XLOOKUP(V$6,Daten!$B$151:$M$151,Daten!$B$152:$M$154))\n+IF($G147>_xlfn.XLOOKUP($D147,GI!$C$77:$G$77,GI!$C$80:$G$80),($G147-_xlfn.XLOOKUP($D147,GI!$C$77:$G$77,GI!$C$80:$G$80))/4,0))\n*_xlfn.XLOOKUP(V$6,Daten!$B$151:$M$151,Daten!$B$150:$M$150)*$T147*24/1000)","v":0},{"$f":"IF($D147=\"\",0,(_xlfn.XLOOKUP($D147,Daten!$A$152:$A$154,_xlfn.XLOOKUP(W$6,Daten!$B$151:$M$151,Daten!$B$152:$M$154))\n+IF($G147>_xlfn.XLOOKUP($D147,GI!$C$77:$G$77,GI!$C$80:$G$80),($G147-_xlfn.XLOOKUP($D147,GI!$C$77:$G$77,GI!$C$80:$G$80))/4,0))\n*_xlfn.XLOOKUP(W$6,Daten!$B$151:$M$151,Daten!$B$150:$M$150)*$T147*24/1000)","v":0},{"$f":"IF($D147=\"\",0,(_xlfn.XLOOKUP($D147,Daten!$A$152:$A$154,_xlfn.XLOOKUP(X$6,Daten!$B$151:$M$151,Daten!$B$152:$M$154))\n+IF($G147>_xlfn.XLOOKUP($D147,GI!$C$77:$G$77,GI!$C$80:$G$80),($G147-_xlfn.XLOOKUP($D147,GI!$C$77:$G$77,GI!$C$80:$G$80))/4,0))\n*_xlfn.XLOOKUP(X$6,Daten!$B$151:$M$151,Daten!$B$150:$M$150)*$T147*24/1000)","v":0},{"$f":"IF($D147=\"\",0,(_xlfn.XLOOKUP($D147,Daten!$A$152:$A$154,_xlfn.XLOOKUP(Y$6,Daten!$B$151:$M$151,Daten!$B$152:$M$154))\n+IF($G147>_xlfn.XLOOKUP($D147,GI!$C$77:$G$77,GI!$C$80:$G$80),($G147-_xlfn.XLOOKUP($D147,GI!$C$77:$G$77,GI!$C$80:$G$80))/4,0))\n*_xlfn.XLOOKUP(Y$6,Daten!$B$151:$M$151,Daten!$B$150:$M$150)*$T147*24/1000)","v":0},{"$f":"IF($D147=\"\",0,(_xlfn.XLOOKUP($D147,Daten!$A$152:$A$154,_xlfn.XLOOKUP(Z$6,Daten!$B$151:$M$151,Daten!$B$152:$M$154))\n+IF($G147>_xlfn.XLOOKUP($D147,GI!$C$77:$G$77,GI!$C$80:$G$80),($G147-_xlfn.XLOOKUP($D147,GI!$C$77:$G$77,GI!$C$80:$G$80))/4,0))\n*_xlfn.XLOOKUP(Z$6,Daten!$B$151:$M$151,Daten!$B$150:$M$150)*$T147*24/1000)","v":0},{"$f":"IF($D147=\"\",0,(_xlfn.XLOOKUP($D147,Daten!$A$152:$A$154,_xlfn.XLOOKUP(AA$6,Daten!$B$151:$M$151,Daten!$B$152:$M$154))\n+IF($G147>_xlfn.XLOOKUP($D147,GI!$C$77:$G$77,GI!$C$80:$G$80),($G147-_xlfn.XLOOKUP($D147,GI!$C$77:$G$77,GI!$C$80:$G$80))/4,0))\n*_xlfn.XLOOKUP(AA$6,Daten!$B$151:$M$151,Daten!$B$150:$M$150)*$T147*24/1000)","v":0},{"$f":"IF($D147=\"\",0,(_xlfn.XLOOKUP($D147,Daten!$A$152:$A$154,_xlfn.XLOOKUP(AB$6,Daten!$B$151:$M$151,Daten!$B$152:$M$154))\n+IF($G147>_xlfn.XLOOKUP($D147,GI!$C$77:$G$77,GI!$C$80:$G$80),($G147-_xlfn.XLOOKUP($D147,GI!$C$77:$G$77,GI!$C$80:$G$80))/4,0))\n*_xlfn.XLOOKUP(AB$6,Daten!$B$151:$M$151,Daten!$B$150:$M$150)*$T147*24/1000)","v":0},{"$f":"IF($D147=\"\",0,(_xlfn.XLOOKUP($D147,Daten!$A$152:$A$154,_xlfn.XLOOKUP(AC$6,Daten!$B$151:$M$151,Daten!$B$152:$M$154))\n+IF($G147>_xlfn.XLOOKUP($D147,GI!$C$77:$G$77,GI!$C$80:$G$80),($G147-_xlfn.XLOOKUP($D147,GI!$C$77:$G$77,GI!$C$80:$G$80))/4,0))\n*_xlfn.XLOOKUP(AC$6,Daten!$B$151:$M$151,Daten!$B$150:$M$150)*$T147*24/1000)","v":0},{"$f":"IF($D147=\"\",0,(_xlfn.XLOOKUP($D147,Daten!$A$152:$A$154,_xlfn.XLOOKUP(AD$6,Daten!$B$151:$M$151,Daten!$B$152:$M$154))\n+IF($G147>_xlfn.XLOOKUP($D147,GI!$C$77:$G$77,GI!$C$80:$G$80),($G147-_xlfn.XLOOKUP($D147,GI!$C$77:$G$77,GI!$C$80:$G$80))/4,0))\n*_xlfn.XLOOKUP(AD$6,Daten!$B$151:$M$151,Daten!$B$150:$M$150)*$T147*24/1000)","v":0},{"$f":"IF($D147=\"\",0,(_xlfn.XLOOKUP($D147,Daten!$A$152:$A$154,_xlfn.XLOOKUP(AE$6,Daten!$B$151:$M$151,Daten!$B$152:$M$154))\n+IF($G147>_xlfn.XLOOKUP($D147,GI!$C$77:$G$77,GI!$C$80:$G$80),($G147-_xlfn.XLOOKUP($D147,GI!$C$77:$G$77,GI!$C$80:$G$80))/4,0))\n*_xlfn.XLOOKUP(AE$6,Daten!$B$151:$M$151,Daten!$B$150:$M$150)*$T147*24/1000)","v":0},{"$f":"IF($D147=\"\",0,(_xlfn.XLOOKUP($D147,Daten!$A$152:$A$154,_xlfn.XLOOKUP(AF$6,Daten!$B$151:$M$151,Daten!$B$152:$M$154))\n+IF($G147>_xlfn.XLOOKUP($D147,GI!$C$77:$G$77,GI!$C$80:$G$80),($G147-_xlfn.XLOOKUP($D147,GI!$C$77:$G$77,GI!$C$80:$G$80))/4,0))\n*_xlfn.XLOOKUP(AF$6,Daten!$B$151:$M$151,Daten!$B$150:$M$150)*$T147*24/1000)","v":0},0]
[{"$nulls":7},"",{"$nulls":11},0,{"$f":"IF($D148=\"\",0,(_xlfn.XLOOKUP($D148,Daten!$A$152:$A$154,_xlfn.XLOOKUP(U$6,Daten!$B$151:$M$151,Daten!$B$152:$M$154))\n+IF($G148>_xlfn.XLOOKUP($D148,GI!$C$77:$G$77,GI!$C$80:$G$80),($G148-_xlfn.XLOOKUP($D148,GI!$C$77:$G$77,GI!$C$80:$G$80))/4,0))\n*_xlfn.XLOOKUP(U$6,Daten!$B$151:$M$151,Daten!$B$150:$M$150)*$T148*24/1000)","v":0},{"$f":"IF($D148=\"\",0,(_xlfn.XLOOKUP($D148,Daten!$A$152:$A$154,_xlfn.XLOOKUP(V$6,Daten!$B$151:$M$151,Daten!$B$152:$M$154))\n+IF($G148>_xlfn.XLOOKUP($D148,GI!$C$77:$G$77,GI!$C$80:$G$80),($G148-_xlfn.XLOOKUP($D148,GI!$C$77:$G$77,GI!$C$80:$G$80))/4,0))\n*_xlfn.XLOOKUP(V$6,Daten!$B$151:$M$151,Daten!$B$150:$M$150)*$T148*24/1000)","v":0},{"$f":"IF($D148=\"\",0,(_xlfn.XLOOKUP($D148,Daten!$A$152:$A$154,_xlfn.XLOOKUP(W$6,Daten!$B$151:$M$151,Daten!$B$152:$M$154))\n+IF($G148>_xlfn.XLOOKUP($D148,GI!$C$77:$G$77,GI!$C$80:$G$80),($G148-_xlfn.XLOOKUP($D148,GI!$C$77:$G$77,GI!$C$80:$G$80))/4,0))\n*_xlfn.XLOOKUP(W$6,Daten!$B$151:$M$151,Daten!$B$150:$M$150)*$T148*24/1000)","v":0},{"$f":"IF($D148=\"\",0,(_xlfn.XLOOKUP($D148,Daten!$A$152:$A$154,_xlfn.XLOOKUP(X$6,Daten!$B$151:$M$151,Daten!$B$152:$M$154))\n+IF($G148>_xlfn.XLOOKUP($D148,GI!$C$77:$G$77,GI!$C$80:$G$80),($G148-_xlfn.XLOOKUP($D148,GI!$C$77:$G$77,GI!$C$80:$G$80))/4,0))\n*_xlfn.XLOOKUP(X$6,Daten!$B$151:$M$151,Daten!$B$150:$M$150)*$T148*24/1000)","v":0},{"$f":"IF($D148=\"\",0,(_xlfn.XLOOKUP($D148,Daten!$A$152:$A$154,_xlfn.XLOOKUP(Y$6,Daten!$B$151:$M$151,Daten!$B$152:$M$154))\n+IF($G148>_xlfn.XLOOKUP($D148,GI!$C$77:$G$77,GI!$C$80:$G$80),($G148-_xlfn.XLOOKUP($D148,GI!$C$77:$G$77,GI!$C$80:$G$80))/4,0))\n*_xlfn.XLOOKUP(Y$6,Daten!$B$151:$M$151,Daten!$B$150:$M$150)*$T148*24/1000)","v":0},{"$f":"IF($D148=\"\",0,(_xlfn.XLOOKUP($D148,Daten!$A$152:$A$154,_xlfn.XLOOKUP(Z$6,Daten!$B$151:$M$151,Daten!$B$152:$M$154))\n+IF($G148>_xlfn.XLOOKUP($D148,GI!$C$77:$G$77,GI!$C$80:$G$80),($G148-_xlfn.XLOOKUP($D148,GI!$C$77:$G$77,GI!$C$80:$G$80))/4,0))\n*_xlfn.XLOOKUP(Z$6,Daten!$B$151:$M$151,Daten!$B$150:$M$150)*$T148*24/1000)","v":0},{"$f":"IF($D148=\"\",0,(_xlfn.XLOOKUP($D148,Daten!$A$152:$A$154,_xlfn.XLOOKUP(AA$6,Daten!$B$151:$M$151,Daten!$B$152:$M$154))\n+IF($G148>_xlfn.XLOOKUP($D148,GI!$C$77:$G$77,GI!$C$80:$G$80),($G148-_xlfn.XLOOKUP($D148,GI!$C$77:$G$77,GI!$C$80:$G$80))/4,0))\n*_xlfn.XLOOKUP(AA$6,Daten!$B$151:$M$151,Daten!$B$150:$M$150)*$T148*24/1000)","v":0},{"$f":"IF($D148=\"\",0,(_xlfn.XLOOKUP($D148,Daten!$A$152:$A$154,_xlfn.XLOOKUP(AB$6,Daten!$B$151:$M$151,Daten!$B$152:$M$154))\n+IF($G148>_xlfn.XLOOKUP($D148,GI!$C$77:$G$77,GI!$C$80:$G$80),($G148-_xlfn.XLOOKUP($D148,GI!$C$77:$G$77,GI!$C$80:$G$80))/4,0))\n*_xlfn.XLOOKUP(AB$6,Daten!$B$151:$M$151,Daten!$B$150:$M$150)*$T148*24/1000)","v":0},{"$f":"IF($D148=\"\",0,(_xlfn.XLOOKUP($D148,Daten!$A$152:$A$154,_xlfn.XLOOKUP(AC$6,Daten!$B$151:$M$151,Daten!$B$152:$M$154))\n+IF($G148>_xlfn.XLOOKUP($D148,GI!$C$77:$G$77,GI!$C$80:$G$80),($G148-_xlfn.XLOOKUP($D148,GI!$C$77:$G$77,GI!$C$80:$G$80))/4,0))\n*_xlfn.XLOOKUP(AC$6,Daten!$B$151:$M$151,Daten!$B$150:$M$150)*$T148*24/1000)","v":0},{"$f":"IF($D148=\"\",0,(_xlfn.XLOOKUP($D148,Daten!$A$152:$A$154,_xlfn.XLOOKUP(AD$6,Daten!$B$151:$M$151,Daten!$B$152:$M$154))\n+IF($G148>_xlfn.XLOOKUP($D148,GI!$C$77:$G$77,GI!$C$80:$G$80),($G148-_xlfn.XLOOKUP($D148,GI!$C$77:$G$77,GI!$C$80:$G$80))/4,0))\n*_xlfn.XLOOKUP(AD$6,Daten!$B$151:$M$151,Daten!$B$150:$M$150)*$T148*24/1000)","v":0},{"$f":"IF($D148=\"\",0,(_xlfn.XLOOKUP($D148,Daten!$A$152:$A$154,_xlfn.XLOOKUP(AE$6,Daten!$B$151:$M$151,Daten!$B$152:$M$154))\n+IF($G148>_xlfn.XLOOKUP($D148,GI!$C$77:$G$77,GI!$C$80:$G$80),($G148-_xlfn.XLOOKUP($D148,GI!$C$77:$G$77,GI!$C$80:$G$80))/4,0))\n*_xlfn.XLOOKUP(AE$6,Daten!$B$151:$M$151,Daten!$B$150:$M$150)*$T148*24/1000)","v":0},{"$f":"IF($D148=\"\",0,(_xlfn.XLOOKUP($D148,Daten!$A$152:$A$154,_xlfn.XLOOKUP(AF$6,Daten!$B$151:$M$151,Daten!$B$152:$M$154))\n+IF($G148>_xlfn.XLOOKUP($D148,GI!$C$77:$G$77,GI!$C$80:$G$80),($G148-_xlfn.XLOOKUP($D148,GI!$C$77:$G$77,GI!$C$80:$G$80))/4,0))\n*_xlfn.XLOOKUP(AF$6,Daten!$B$151:$M$151,Daten!$B$150:$M$150)*$T148*24/1000)","v":0},0]
[{"$nulls":7},"",{"$nulls":11},0,{"$f":"IF($D149=\"\",0,(_xlfn.XLOOKUP($D149,Daten!$A$152:$A$154,_xlfn.XLOOKUP(U$6,Daten!$B$151:$M$151,Daten!$B$152:$M$154))\n+IF($G149>_xlfn.XLOOKUP($D149,GI!$C$77:$G$77,GI!$C$80:$G$80),($G149-_xlfn.XLOOKUP($D149,GI!$C$77:$G$77,GI!$C$80:$G$80))/4,0))\n*_xlfn.XLOOKUP(U$6,Daten!$B$151:$M$151,Daten!$B$150:$M$150)*$T149*24/1000)","v":0},{"$f":"IF($D149=\"\",0,(_xlfn.XLOOKUP($D149,Daten!$A$152:$A$154,_xlfn.XLOOKUP(V$6,Daten!$B$151:$M$151,Daten!$B$152:$M$154))\n+IF($G149>_xlfn.XLOOKUP($D149,GI!$C$77:$G$77,GI!$C$80:$G$80),($G149-_xlfn.XLOOKUP($D149,GI!$C$77:$G$77,GI!$C$80:$G$80))/4,0))\n*_xlfn.XLOOKUP(V$6,Daten!$B$151:$M$151,Daten!$B$150:$M$150)*$T149*24/1000)","v":0},{"$f":"IF($D149=\"\",0,(_xlfn.XLOOKUP($D149,Daten!$A$152:$A$154,_xlfn.XLOOKUP(W$6,Daten!$B$151:$M$151,Daten!$B$152:$M$154))\n+IF($G149>_xlfn.XLOOKUP($D149,GI!$C$77:$G$77,GI!$C$80:$G$80),($G149-_xlfn.XLOOKUP($D149,GI!$C$77:$G$77,GI!$C$80:$G$80))/4,0))\n*_xlfn.XLOOKUP(W$6,Daten!$B$151:$M$151,Daten!$B$150:$M$150)*$T149*24/1000)","v":0},{"$f":"IF($D149=\"\",0,(_xlfn.XLOOKUP($D149,Daten!$A$152:$A$154,_xlfn.XLOOKUP(X$6,Daten!$B$151:$M$151,Daten!$B$152:$M$154))\n+IF($G149>_xlfn.XLOOKUP($D149,GI!$C$77:$G$77,GI!$C$80:$G$80),($G149-_xlfn.XLOOKUP($D149,GI!$C$77:$G$77,GI!$C$80:$G$80))/4,0))\n*_xlfn.XLOOKUP(X$6,Daten!$B$151:$M$151,Daten!$B$150:$M$150)*$T149*24/1000)","v":0},{"$f":"IF($D149=\"\",0,(_xlfn.XLOOKUP($D149,Daten!$A$152:$A$154,_xlfn.XLOOKUP(Y$6,Daten!$B$151:$M$151,Daten!$B$152:$M$154))\n+IF($G149>_xlfn.XLOOKUP($D149,GI!$C$77:$G$77,GI!$C$80:$G$80),($G149-_xlfn.XLOOKUP($D149,GI!$C$77:$G$77,GI!$C$80:$G$80))/4,0))\n*_xlfn.XLOOKUP(Y$6,Daten!$B$151:$M$151,Daten!$B$150:$M$150)*$T149*24/1000)","v":0},{"$f":"IF($D149=\"\",0,(_xlfn.XLOOKUP($D149,Daten!$A$152:$A$154,_xlfn.XLOOKUP(Z$6,Daten!$B$151:$M$151,Daten!$B$152:$M$154))\n+IF($G149>_xlfn.XLOOKUP($D149,GI!$C$77:$G$77,GI!$C$80:$G$80),($G149-_xlfn.XLOOKUP($D149,GI!$C$77:$G$77,GI!$C$80:$G$80))/4,0))\n*_xlfn.XLOOKUP(Z$6,Daten!$B$151:$M$151,Daten!$B$150:$M$150)*$T149*24/1000)","v":0},{"$f":"IF($D149=\"\",0,(_xlfn.XLOOKUP($D149,Daten!$A$152:$A$154,_xlfn.XLOOKUP(AA$6,Daten!$B$151:$M$151,Daten!$B$152:$M$154))\n+IF($G149>_xlfn.XLOOKUP($D149,GI!$C$77:$G$77,GI!$C$80:$G$80),($G149-_xlfn.XLOOKUP($D149,GI!$C$77:$G$77,GI!$C$80:$G$80))/4,0))\n*_xlfn.XLOOKUP(AA$6,Daten!$B$151:$M$151,Daten!$B$150:$M$150)*$T149*24/1000)","v":0},{"$f":"IF($D149=\"\",0,(_xlfn.XLOOKUP($D149,Daten!$A$152:$A$154,_xlfn.XLOOKUP(AB$6,Daten!$B$151:$M$151,Daten!$B$152:$M$154))\n+IF($G149>_xlfn.XLOOKUP($D149,GI!$C$77:$G$77,GI!$C$80:$G$80),($G149-_xlfn.XLOOKUP($D149,GI!$C$77:$G$77,GI!$C$80:$G$80))/4,0))\n*_xlfn.XLOOKUP(AB$6,Daten!$B$151:$M$151,Daten!$B$150:$M$150)*$T149*24/1000)","v":0},{"$f":"IF($D149=\"\",0,(_xlfn.XLOOKUP($D149,Daten!$A$152:$A$154,_xlfn.XLOOKUP(AC$6,Daten!$B$151:$M$151,Daten!$B$152:$M$154))\n+IF($G149>_xlfn.XLOOKUP($D149,GI!$C$77:$G$77,GI!$C$80:$G$80),($G149-_xlfn.XLOOKUP($D149,GI!$C$77:$G$77,GI!$C$80:$G$80))/4,0))\n*_xlfn.XLOOKUP(AC$6,Daten!$B$151:$M$151,Daten!$B$150:$M$150)*$T149*24/1000)","v":0},{"$f":"IF($D149=\"\",0,(_xlfn.XLOOKUP($D149,Daten!$A$152:$A$154,_xlfn.XLOOKUP(AD$6,Daten!$B$151:$M$151,Daten!$B$152:$M$154))\n+IF($G149>_xlfn.XLOOKUP($D149,GI!$C$77:$G$77,GI!$C$80:$G$80),($G149-_xlfn.XLOOKUP($D149,GI!$C$77:$G$77,GI!$C$80:$G$80))/4,0))\n*_xlfn.XLOOKUP(AD$6,Daten!$B$151:$M$151,Daten!$B$150:$M$150)*$T149*24/1000)","v":0},{"$f":"IF($D149=\"\",0,(_xlfn.XLOOKUP($D149,Daten!$A$152:$A$154,_xlfn.XLOOKUP(AE$6,Daten!$B$151:$M$151,Daten!$B$152:$M$154))\n+IF($G149>_xlfn.XLOOKUP($D149,GI!$C$77:$G$77,GI!$C$80:$G$80),($G149-_xlfn.XLOOKUP($D149,GI!$C$77:$G$77,GI!$C$80:$G$80))/4,0))\n*_xlfn.XLOOKUP(AE$6,Daten!$B$151:$M$151,Daten!$B$150:$M$150)*$T149*24/1000)","v":0},{"$f":"IF($D149=\"\",0,(_xlfn.XLOOKUP($D149,Daten!$A$152:$A$154,_xlfn.XLOOKUP(AF$6,Daten!$B$151:$M$151,Daten!$B$152:$M$154))\n+IF($G149>_xlfn.XLOOKUP($D149,GI!$C$77:$G$77,GI!$C$80:$G$80),($G149-_xlfn.XLOOKUP($D149,GI!$C$77:$G$77,GI!$C$80:$G$80))/4,0))\n*_xlfn.XLOOKUP(AF$6,Daten!$B$151:$M$151,Daten!$B$150:$M$150)*$T149*24/1000)","v":0},0]
[{"$nulls":7},"",{"$nulls":11},0,{"$f":"IF($D150=\"\",0,(_xlfn.XLOOKUP($D150,Daten!$A$152:$A$154,_xlfn.XLOOKUP(U$6,Daten!$B$151:$M$151,Daten!$B$152:$M$154))\n+IF($G150>_xlfn.XLOOKUP($D150,GI!$C$77:$G$77,GI!$C$80:$G$80),($G150-_xlfn.XLOOKUP($D150,GI!$C$77:$G$77,GI!$C$80:$G$80))/4,0))\n*_xlfn.XLOOKUP(U$6,Daten!$B$151:$M$151,Daten!$B$150:$M$150)*$T150*24/1000)","v":0},{"$f":"IF($D150=\"\",0,(_xlfn.XLOOKUP($D150,Daten!$A$152:$A$154,_xlfn.XLOOKUP(V$6,Daten!$B$151:$M$151,Daten!$B$152:$M$154))\n+IF($G150>_xlfn.XLOOKUP($D150,GI!$C$77:$G$77,GI!$C$80:$G$80),($G150-_xlfn.XLOOKUP($D150,GI!$C$77:$G$77,GI!$C$80:$G$80))/4,0))\n*_xlfn.XLOOKUP(V$6,Daten!$B$151:$M$151,Daten!$B$150:$M$150)*$T150*24/1000)","v":0},{"$f":"IF($D150=\"\",0,(_xlfn.XLOOKUP($D150,Daten!$A$152:$A$154,_xlfn.XLOOKUP(W$6,Daten!$B$151:$M$151,Daten!$B$152:$M$154))\n+IF($G150>_xlfn.XLOOKUP($D150,GI!$C$77:$G$77,GI!$C$80:$G$80),($G150-_xlfn.XLOOKUP($D150,GI!$C$77:$G$77,GI!$C$80:$G$80))/4,0))\n*_xlfn.XLOOKUP(W$6,Daten!$B$151:$M$151,Daten!$B$150:$M$150)*$T150*24/1000)","v":0},{"$f":"IF($D150=\"\",0,(_xlfn.XLOOKUP($D150,Daten!$A$152:$A$154,_xlfn.XLOOKUP(X$6,Daten!$B$151:$M$151,Daten!$B$152:$M$154))\n+IF($G150>_xlfn.XLOOKUP($D150,GI!$C$77:$G$77,GI!$C$80:$G$80),($G150-_xlfn.XLOOKUP($D150,GI!$C$77:$G$77,GI!$C$80:$G$80))/4,0))\n*_xlfn.XLOOKUP(X$6,Daten!$B$151:$M$151,Daten!$B$150:$M$150)*$T150*24/1000)","v":0},{"$f":"IF($D150=\"\",0,(_xlfn.XLOOKUP($D150,Daten!$A$152:$A$154,_xlfn.XLOOKUP(Y$6,Daten!$B$151:$M$151,Daten!$B$152:$M$154))\n+IF($G150>_xlfn.XLOOKUP($D150,GI!$C$77:$G$77,GI!$C$80:$G$80),($G150-_xlfn.XLOOKUP($D150,GI!$C$77:$G$77,GI!$C$80:$G$80))/4,0))\n*_xlfn.XLOOKUP(Y$6,Daten!$B$151:$M$151,Daten!$B$150:$M$150)*$T150*24/1000)","v":0},{"$f":"IF($D150=\"\",0,(_xlfn.XLOOKUP($D150,Daten!$A$152:$A$154,_xlfn.XLOOKUP(Z$6,Daten!$B$151:$M$151,Daten!$B$152:$M$154))\n+IF($G150>_xlfn.XLOOKUP($D150,GI!$C$77:$G$77,GI!$C$80:$G$80),($G150-_xlfn.XLOOKUP($D150,GI!$C$77:$G$77,GI!$C$80:$G$80))/4,0))\n*_xlfn.XLOOKUP(Z$6,Daten!$B$151:$M$151,Daten!$B$150:$M$150)*$T150*24/1000)","v":0},{"$f":"IF($D150=\"\",0,(_xlfn.XLOOKUP($D150,Daten!$A$152:$A$154,_xlfn.XLOOKUP(AA$6,Daten!$B$151:$M$151,Daten!$B$152:$M$154))\n+IF($G150>_xlfn.XLOOKUP($D150,GI!$C$77:$G$77,GI!$C$80:$G$80),($G150-_xlfn.XLOOKUP($D150,GI!$C$77:$G$77,GI!$C$80:$G$80))/4,0))\n*_xlfn.XLOOKUP(AA$6,Daten!$B$151:$M$151,Daten!$B$150:$M$150)*$T150*24/1000)","v":0},{"$f":"IF($D150=\"\",0,(_xlfn.XLOOKUP($D150,Daten!$A$152:$A$154,_xlfn.XLOOKUP(AB$6,Daten!$B$151:$M$151,Daten!$B$152:$M$154))\n+IF($G150>_xlfn.XLOOKUP($D150,GI!$C$77:$G$77,GI!$C$80:$G$80),($G150-_xlfn.XLOOKUP($D150,GI!$C$77:$G$77,GI!$C$80:$G$80))/4,0))\n*_xlfn.XLOOKUP(AB$6,Daten!$B$151:$M$151,Daten!$B$150:$M$150)*$T150*24/1000)","v":0},{"$f":"IF($D150=\"\",0,(_xlfn.XLOOKUP($D150,Daten!$A$152:$A$154,_xlfn.XLOOKUP(AC$6,Daten!$B$151:$M$151,Daten!$B$152:$M$154))\n+IF($G150>_xlfn.XLOOKUP($D150,GI!$C$77:$G$77,GI!$C$80:$G$80),($G150-_xlfn.XLOOKUP($D150,GI!$C$77:$G$77,GI!$C$80:$G$80))/4,0))\n*_xlfn.XLOOKUP(AC$6,Daten!$B$151:$M$151,Daten!$B$150:$M$150)*$T150*24/1000)","v":0},{"$f":"IF($D150=\"\",0,(_xlfn.XLOOKUP($D150,Daten!$A$152:$A$154,_xlfn.XLOOKUP(AD$6,Daten!$B$151:$M$151,Daten!$B$152:$M$154))\n+IF($G150>_xlfn.XLOOKUP($D150,GI!$C$77:$G$77,GI!$C$80:$G$80),($G150-_xlfn.XLOOKUP($D150,GI!$C$77:$G$77,GI!$C$80:$G$80))/4,0))\n*_xlfn.XLOOKUP(AD$6,Daten!$B$151:$M$151,Daten!$B$150:$M$150)*$T150*24/1000)","v":0},{"$f":"IF($D150=\"\",0,(_xlfn.XLOOKUP($D150,Daten!$A$152:$A$154,_xlfn.XLOOKUP(AE$6,Daten!$B$151:$M$151,Daten!$B$152:$M$154))\n+IF($G150>_xlfn.XLOOKUP($D150,GI!$C$77:$G$77,GI!$C$80:$G$80),($G150-_xlfn.XLOOKUP($D150,GI!$C$77:$G$77,GI!$C$80:$G$80))/4,0))\n*_xlfn.XLOOKUP(AE$6,Daten!$B$151:$M$151,Daten!$B$150:$M$150)*$T150*24/1000)","v":0},{"$f":"IF($D150=\"\",0,(_xlfn.XLOOKUP($D150,Daten!$A$152:$A$154,_xlfn.XLOOKUP(AF$6,Daten!$B$151:$M$151,Daten!$B$152:$M$154))\n+IF($G150>_xlfn.XLOOKUP($D150,GI!$C$77:$G$77,GI!$C$80:$G$80),($G150-_xlfn.XLOOKUP($D150,GI!$C$77:$G$77,GI!$C$80:$G$80))/4,0))\n*_xlfn.XLOOKUP(AF$6,Daten!$B$151:$M$151,Daten!$B$150:$M$150)*$T150*24/1000)","v":0},0]
[]
[null,null,"2.5.1 Fotos, Beschreibungen und Bemerkungen"]
[null,null,"Freitext. "]
[]
[null,"3 Wärmebrücken",{"$nulls":50},"Kommentare:"]
[null,null,"3.1 lineare Wärmebrücken",null,"Länge","Psi-Wert"]
[{"$nulls":4},"[m]","[W/mK]"]
[{"$nulls":7},"",{"$nulls":11},0,{"$f":"IF($D158=\"\",0,(_xlfn.XLOOKUP($D158,Daten!$A$152:$A$154,_xlfn.XLOOKUP(U$6,Daten!$B$151:$M$151,Daten!$B$152:$M$154))\n+IF($G158>_xlfn.XLOOKUP($D158,GI!$C$77:$G$77,GI!$C$80:$G$80),($G158-_xlfn.XLOOKUP($D158,GI!$C$77:$G$77,GI!$C$80:$G$80))/4,0))\n*_xlfn.XLOOKUP(U$6,Daten!$B$151:$M$151,Daten!$B$150:$M$150)*$T158*24/1000)","v":0},{"$f":"IF($D158=\"\",0,(_xlfn.XLOOKUP($D158,Daten!$A$152:$A$154,_xlfn.XLOOKUP(V$6,Daten!$B$151:$M$151,Daten!$B$152:$M$154))\n+IF($G158>_xlfn.XLOOKUP($D158,GI!$C$77:$G$77,GI!$C$80:$G$80),($G158-_xlfn.XLOOKUP($D158,GI!$C$77:$G$77,GI!$C$80:$G$80))/4,0))\n*_xlfn.XLOOKUP(V$6,Daten!$B$151:$M$151,Daten!$B$150:$M$150)*$T158*24/1000)","v":0},{"$f":"IF($D158=\"\",0,(_xlfn.XLOOKUP($D158,Daten!$A$152:$A$154,_xlfn.XLOOKUP(W$6,Daten!$B$151:$M$151,Daten!$B$152:$M$154))\n+IF($G158>_xlfn.XLOOKUP($D158,GI!$C$77:$G$77,GI!$C$80:$G$80),($G158-_xlfn.XLOOKUP($D158,GI!$C$77:$G$77,GI!$C$80:$G$80))/4,0))\n*_xlfn.XLOOKUP(W$6,Daten!$B$151:$M$151,Daten!$B$150:$M$150)*$T158*24/1000)","v":0},{"$f":"IF($D158=\"\",0,(_xlfn.XLOOKUP($D158,Daten!$A$152:$A$154,_xlfn.XLOOKUP(X$6,Daten!$B$151:$M$151,Daten!$B$152:$M$154))\n+IF($G158>_xlfn.XLOOKUP($D158,GI!$C$77:$G$77,GI!$C$80:$G$80),($G158-_xlfn.XLOOKUP($D158,GI!$C$77:$G$77,GI!$C$80:$G$80))/4,0))\n*_xlfn.XLOOKUP(X$6,Daten!$B$151:$M$151,Daten!$B$150:$M$150)*$T158*24/1000)","v":0},{"$f":"IF($D158=\"\",0,(_xlfn.XLOOKUP($D158,Daten!$A$152:$A$154,_xlfn.XLOOKUP(Y$6,Daten!$B$151:$M$151,Daten!$B$152:$M$154))\n+IF($G158>_xlfn.XLOOKUP($D158,GI!$C$77:$G$77,GI!$C$80:$G$80),($G158-_xlfn.XLOOKUP($D158,GI!$C$77:$G$77,GI!$C$80:$G$80))/4,0))\n*_xlfn.XLOOKUP(Y$6,Daten!$B$151:$M$151,Daten!$B$150:$M$150)*$T158*24/1000)","v":0},{"$f":"IF($D158=\"\",0,(_xlfn.XLOOKUP($D158,Daten!$A$152:$A$154,_xlfn.XLOOKUP(Z$6,Daten!$B$151:$M$151,Daten!$B$152:$M$154))\n+IF($G158>_xlfn.XLOOKUP($D158,GI!$C$77:$G$77,GI!$C$80:$G$80),($G158-_xlfn.XLOOKUP($D158,GI!$C$77:$G$77,GI!$C$80:$G$80))/4,0))\n*_xlfn.XLOOKUP(Z$6,Daten!$B$151:$M$151,Daten!$B$150:$M$150)*$T158*24/1000)","v":0},{"$f":"IF($D158=\"\",0,(_xlfn.XLOOKUP($D158,Daten!$A$152:$A$154,_xlfn.XLOOKUP(AA$6,Daten!$B$151:$M$151,Daten!$B$152:$M$154))\n+IF($G158>_xlfn.XLOOKUP($D158,GI!$C$77:$G$77,GI!$C$80:$G$80),($G158-_xlfn.XLOOKUP($D158,GI!$C$77:$G$77,GI!$C$80:$G$80))/4,0))\n*_xlfn.XLOOKUP(AA$6,Daten!$B$151:$M$151,Daten!$B$150:$M$150)*$T158*24/1000)","v":0},{"$f":"IF($D158=\"\",0,(_xlfn.XLOOKUP($D158,Daten!$A$152:$A$154,_xlfn.XLOOKUP(AB$6,Daten!$B$151:$M$151,Daten!$B$152:$M$154))\n+IF($G158>_xlfn.XLOOKUP($D158,GI!$C$77:$G$77,GI!$C$80:$G$80),($G158-_xlfn.XLOOKUP($D158,GI!$C$77:$G$77,GI!$C$80:$G$80))/4,0))\n*_xlfn.XLOOKUP(AB$6,Daten!$B$151:$M$151,Daten!$B$150:$M$150)*$T158*24/1000)","v":0},{"$f":"IF($D158=\"\",0,(_xlfn.XLOOKUP($D158,Daten!$A$152:$A$154,_xlfn.XLOOKUP(AC$6,Daten!$B$151:$M$151,Daten!$B$152:$M$154))\n+IF($G158>_xlfn.XLOOKUP($D158,GI!$C$77:$G$77,GI!$C$80:$G$80),($G158-_xlfn.XLOOKUP($D158,GI!$C$77:$G$77,GI!$C$80:$G$80))/4,0))\n*_xlfn.XLOOKUP(AC$6,Daten!$B$151:$M$151,Daten!$B$150:$M$150)*$T158*24/1000)","v":0},{"$f":"IF($D158=\"\",0,(_xlfn.XLOOKUP($D158,Daten!$A$152:$A$154,_xlfn.XLOOKUP(AD$6,Daten!$B$151:$M$151,Daten!$B$152:$M$154))\n+IF($G158>_xlfn.XLOOKUP($D158,GI!$C$77:$G$77,GI!$C$80:$G$80),($G158-_xlfn.XLOOKUP($D158,GI!$C$77:$G$77,GI!$C$80:$G$80))/4,0))\n*_xlfn.XLOOKUP(AD$6,Daten!$B$151:$M$151,Daten!$B$150:$M$150)*$T158*24/1000)","v":0},{"$f":"IF($D158=\"\",0,(_xlfn.XLOOKUP($D158,Daten!$A$152:$A$154,_xlfn.XLOOKUP(AE$6,Daten!$B$151:$M$151,Daten!$B$152:$M$154))\n+IF($G158>_xlfn.XLOOKUP($D158,GI!$C$77:$G$77,GI!$C$80:$G$80),($G158-_xlfn.XLOOKUP($D158,GI!$C$77:$G$77,GI!$C$80:$G$80))/4,0))\n*_xlfn.XLOOKUP(AE$6,Daten!$B$151:$M$151,Daten!$B$150:$M$150)*$T158*24/1000)","v":0},{"$f":"IF($D158=\"\",0,(_xlfn.XLOOKUP($D158,Daten!$A$152:$A$154,_xlfn.XLOOKUP(AF$6,Daten!$B$151:$M$151,Daten!$B$152:$M$154))\n+IF($G158>_xlfn.XLOOKUP($D158,GI!$C$77:$G$77,GI!$C$80:$G$80),($G158-_xlfn.XLOOKUP($D158,GI!$C$77:$G$77,GI!$C$80:$G$80))/4,0))\n*_xlfn.XLOOKUP(AF$6,Daten!$B$151:$M$151,Daten!$B$150:$M$150)*$T158*24/1000)","v":0},{"$f":"SUM(U158:AF158)","v":0}]
[{"$nulls":7},"",{"$nulls":11},0,{"$f":"IF($D159=\"\",0,(_xlfn.XLOOKUP($D159,Daten!$A$152:$A$154,_xlfn.XLOOKUP(U$6,Daten!$B$151:$M$151,Daten!$B$152:$M$154))\n+IF($G159>_xlfn.XLOOKUP($D159,GI!$C$77:$G$77,GI!$C$80:$G$80),($G159-_xlfn.XLOOKUP($D159,GI!$C$77:$G$77,GI!$C$80:$G$80))/4,0))\n*_xlfn.XLOOKUP(U$6,Daten!$B$151:$M$151,Daten!$B$150:$M$150)*$T159*24/1000)","v":0},{"$f":"IF($D159=\"\",0,(_xlfn.XLOOKUP($D159,Daten!$A$152:$A$154,_xlfn.XLOOKUP(V$6,Daten!$B$151:$M$151,Daten!$B$152:$M$154))\n+IF($G159>_xlfn.XLOOKUP($D159,GI!$C$77:$G$77,GI!$C$80:$G$80),($G159-_xlfn.XLOOKUP($D159,GI!$C$77:$G$77,GI!$C$80:$G$80))/4,0))\n*_xlfn.XLOOKUP(V$6,Daten!$B$151:$M$151,Daten!$B$150:$M$150)*$T159*24/1000)","v":0},{"$f":"IF($D159=\"\",0,(_xlfn.XLOOKUP($D159,Daten!$A$152:$A$154,_xlfn.XLOOKUP(W$6,Daten!$B$151:$M$151,Daten!$B$152:$M$154))\n+IF($G159>_xlfn.XLOOKUP($D159,GI!$C$77:$G$77,GI!$C$80:$G$80),($G159-_xlfn.XLOOKUP($D159,GI!$C$77:$G$77,GI!$C$80:$G$80))/4,0))\n*_xlfn.XLOOKUP(W$6,Daten!$B$151:$M$151,Daten!$B$150:$M$150)*$T159*24/1000)","v":0},{"$f":"IF($D159=\"\",0,(_xlfn.XLOOKUP($D159,Daten!$A$152:$A$154,_xlfn.XLOOKUP(X$6,Daten!$B$151:$M$151,Daten!$B$152:$M$154))\n+IF($G159>_xlfn.XLOOKUP($D159,GI!$C$77:$G$77,GI!$C$80:$G$80),($G159-_xlfn.XLOOKUP($D159,GI!$C$77:$G$77,GI!$C$80:$G$80))/4,0))\n*_xlfn.XLOOKUP(X$6,Daten!$B$151:$M$151,Daten!$B$150:$M$150)*$T159*24/1000)","v":0},{"$f":"IF($D159=\"\",0,(_xlfn.XLOOKUP($D159,Daten!$A$152:$A$154,_xlfn.XLOOKUP(Y$6,Daten!$B$151:$M$151,Daten!$B$152:$M$154))\n+IF($G159>_xlfn.XLOOKUP($D159,GI!$C$77:$G$77,GI!$C$80:$G$80),($G159-_xlfn.XLOOKUP($D159,GI!$C$77:$G$77,GI!$C$80:$G$80))/4,0))\n*_xlfn.XLOOKUP(Y$6,Daten!$B$151:$M$151,Daten!$B$150:$M$150)*$T159*24/1000)","v":0},{"$f":"IF($D159=\"\",0,(_xlfn.XLOOKUP($D159,Daten!$A$152:$A$154,_xlfn.XLOOKUP(Z$6,Daten!$B$151:$M$151,Daten!$B$152:$M$154))\n+IF($G159>_xlfn.XLOOKUP($D159,GI!$C$77:$G$77,GI!$C$80:$G$80),($G159-_xlfn.XLOOKUP($D159,GI!$C$77:$G$77,GI!$C$80:$G$80))/4,0))\n*_xlfn.XLOOKUP(Z$6,Daten!$B$151:$M$151,Daten!$B$150:$M$150)*$T159*24/1000)","v":0},{"$f":"IF($D159=\"\",0,(_xlfn.XLOOKUP($D159,Daten!$A$152:$A$154,_xlfn.XLOOKUP(AA$6,Daten!$B$151:$M$151,Daten!$B$152:$M$154))\n+IF($G159>_xlfn.XLOOKUP($D159,GI!$C$77:$G$77,GI!$C$80:$G$80),($G159-_xlfn.XLOOKUP($D159,GI!$C$77:$G$77,GI!$C$80:$G$80))/4,0))\n*_xlfn.XLOOKUP(AA$6,Daten!$B$151:$M$151,Daten!$B$150:$M$150)*$T159*24/1000)","v":0},{"$f":"IF($D159=\"\",0,(_xlfn.XLOOKUP($D159,Daten!$A$152:$A$154,_xlfn.XLOOKUP(AB$6,Daten!$B$151:$M$151,Daten!$B$152:$M$154))\n+IF($G159>_xlfn.XLOOKUP($D159,GI!$C$77:$G$77,GI!$C$80:$G$80),($G159-_xlfn.XLOOKUP($D159,GI!$C$77:$G$77,GI!$C$80:$G$80))/4,0))\n*_xlfn.XLOOKUP(AB$6,Daten!$B$151:$M$151,Daten!$B$150:$M$150)*$T159*24/1000)","v":0},{"$f":"IF($D159=\"\",0,(_xlfn.XLOOKUP($D159,Daten!$A$152:$A$154,_xlfn.XLOOKUP(AC$6,Daten!$B$151:$M$151,Daten!$B$152:$M$154))\n+IF($G159>_xlfn.XLOOKUP($D159,GI!$C$77:$G$77,GI!$C$80:$G$80),($G159-_xlfn.XLOOKUP($D159,GI!$C$77:$G$77,GI!$C$80:$G$80))/4,0))\n*_xlfn.XLOOKUP(AC$6,Daten!$B$151:$M$151,Daten!$B$150:$M$150)*$T159*24/1000)","v":0},{"$f":"IF($D159=\"\",0,(_xlfn.XLOOKUP($D159,Daten!$A$152:$A$154,_xlfn.XLOOKUP(AD$6,Daten!$B$151:$M$151,Daten!$B$152:$M$154))\n+IF($G159>_xlfn.XLOOKUP($D159,GI!$C$77:$G$77,GI!$C$80:$G$80),($G159-_xlfn.XLOOKUP($D159,GI!$C$77:$G$77,GI!$C$80:$G$80))/4,0))\n*_xlfn.XLOOKUP(AD$6,Daten!$B$151:$M$151,Daten!$B$150:$M$150)*$T159*24/1000)","v":0},{"$f":"IF($D159=\"\",0,(_xlfn.XLOOKUP($D159,Daten!$A$152:$A$154,_xlfn.XLOOKUP(AE$6,Daten!$B$151:$M$151,Daten!$B$152:$M$154))\n+IF($G159>_xlfn.XLOOKUP($D159,GI!$C$77:$G$77,GI!$C$80:$G$80),($G159-_xlfn.XLOOKUP($D159,GI!$C$77:$G$77,GI!$C$80:$G$80))/4,0))\n*_xlfn.XLOOKUP(AE$6,Daten!$B$151:$M$151,Daten!$B$150:$M$150)*$T159*24/1000)","v":0},{"$f":"IF($D159=\"\",0,(_xlfn.XLOOKUP($D159,Daten!$A$152:$A$154,_xlfn.XLOOKUP(AF$6,Daten!$B$151:$M$151,Daten!$B$152:$M$154))\n+IF($G159>_xlfn.XLOOKUP($D159,GI!$C$77:$G$77,GI!$C$80:$G$80),($G159-_xlfn.XLOOKUP($D159,GI!$C$77:$G$77,GI!$C$80:$G$80))/4,0))\n*_xlfn.XLOOKUP(AF$6,Daten!$B$151:$M$151,Daten!$B$150:$M$150)*$T159*24/1000)","v":0},0]
[{"$nulls":7},"",{"$nulls":11},0,{"$f":"IF($D160=\"\",0,(_xlfn.XLOOKUP($D160,Daten!$A$152:$A$154,_xlfn.XLOOKUP(U$6,Daten!$B$151:$M$151,Daten!$B$152:$M$154))\n+IF($G160>_xlfn.XLOOKUP($D160,GI!$C$77:$G$77,GI!$C$80:$G$80),($G160-_xlfn.XLOOKUP($D160,GI!$C$77:$G$77,GI!$C$80:$G$80))/4,0))\n*_xlfn.XLOOKUP(U$6,Daten!$B$151:$M$151,Daten!$B$150:$M$150)*$T160*24/1000)","v":0},{"$f":"IF($D160=\"\",0,(_xlfn.XLOOKUP($D160,Daten!$A$152:$A$154,_xlfn.XLOOKUP(V$6,Daten!$B$151:$M$151,Daten!$B$152:$M$154))\n+IF($G160>_xlfn.XLOOKUP($D160,GI!$C$77:$G$77,GI!$C$80:$G$80),($G160-_xlfn.XLOOKUP($D160,GI!$C$77:$G$77,GI!$C$80:$G$80))/4,0))\n*_xlfn.XLOOKUP(V$6,Daten!$B$151:$M$151,Daten!$B$150:$M$150)*$T160*24/1000)","v":0},{"$f":"IF($D160=\"\",0,(_xlfn.XLOOKUP($D160,Daten!$A$152:$A$154,_xlfn.XLOOKUP(W$6,Daten!$B$151:$M$151,Daten!$B$152:$M$154))\n+IF($G160>_xlfn.XLOOKUP($D160,GI!$C$77:$G$77,GI!$C$80:$G$80),($G160-_xlfn.XLOOKUP($D160,GI!$C$77:$G$77,GI!$C$80:$G$80))/4,0))\n*_xlfn.XLOOKUP(W$6,Daten!$B$151:$M$151,Daten!$B$150:$M$150)*$T160*24/1000)","v":0},{"$f":"IF($D160=\"\",0,(_xlfn.XLOOKUP($D160,Daten!$A$152:$A$154,_xlfn.XLOOKUP(X$6,Daten!$B$151:$M$151,Daten!$B$152:$M$154))\n+IF($G160>_xlfn.XLOOKUP($D160,GI!$C$77:$G$77,GI!$C$80:$G$80),($G160-_xlfn.XLOOKUP($D160,GI!$C$77:$G$77,GI!$C$80:$G$80))/4,0))\n*_xlfn.XLOOKUP(X$6,Daten!$B$151:$M$151,Daten!$B$150:$M$150)*$T160*24/1000)","v":0},{"$f":"IF($D160=\"\",0,(_xlfn.XLOOKUP($D160,Daten!$A$152:$A$154,_xlfn.XLOOKUP(Y$6,Daten!$B$151:$M$151,Daten!$B$152:$M$154))\n+IF($G160>_xlfn.XLOOKUP($D160,GI!$C$77:$G$77,GI!$C$80:$G$80),($G160-_xlfn.XLOOKUP($D160,GI!$C$77:$G$77,GI!$C$80:$G$80))/4,0))\n*_xlfn.XLOOKUP(Y$6,Daten!$B$151:$M$151,Daten!$B$150:$M$150)*$T160*24/1000)","v":0},{"$f":"IF($D160=\"\",0,(_xlfn.XLOOKUP($D160,Daten!$A$152:$A$154,_xlfn.XLOOKUP(Z$6,Daten!$B$151:$M$151,Daten!$B$152:$M$154))\n+IF($G160>_xlfn.XLOOKUP($D160,GI!$C$77:$G$77,GI!$C$80:$G$80),($G160-_xlfn.XLOOKUP($D160,GI!$C$77:$G$77,GI!$C$80:$G$80))/4,0))\n*_xlfn.XLOOKUP(Z$6,Daten!$B$151:$M$151,Daten!$B$150:$M$150)*$T160*24/1000)","v":0},{"$f":"IF($D160=\"\",0,(_xlfn.XLOOKUP($D160,Daten!$A$152:$A$154,_xlfn.XLOOKUP(AA$6,Daten!$B$151:$M$151,Daten!$B$152:$M$154))\n+IF($G160>_xlfn.XLOOKUP($D160,GI!$C$77:$G$77,GI!$C$80:$G$80),($G160-_xlfn.XLOOKUP($D160,GI!$C$77:$G$77,GI!$C$80:$G$80))/4,0))\n*_xlfn.XLOOKUP(AA$6,Daten!$B$151:$M$151,Daten!$B$150:$M$150)*$T160*24/1000)","v":0},{"$f":"IF($D160=\"\",0,(_xlfn.XLOOKUP($D160,Daten!$A$152:$A$154,_xlfn.XLOOKUP(AB$6,Daten!$B$151:$M$151,Daten!$B$152:$M$154))\n+IF($G160>_xlfn.XLOOKUP($D160,GI!$C$77:$G$77,GI!$C$80:$G$80),($G160-_xlfn.XLOOKUP($D160,GI!$C$77:$G$77,GI!$C$80:$G$80))/4,0))\n*_xlfn.XLOOKUP(AB$6,Daten!$B$151:$M$151,Daten!$B$150:$M$150)*$T160*24/1000)","v":0},{"$f":"IF($D160=\"\",0,(_xlfn.XLOOKUP($D160,Daten!$A$152:$A$154,_xlfn.XLOOKUP(AC$6,Daten!$B$151:$M$151,Daten!$B$152:$M$154))\n+IF($G160>_xlfn.XLOOKUP($D160,GI!$C$77:$G$77,GI!$C$80:$G$80),($G160-_xlfn.XLOOKUP($D160,GI!$C$77:$G$77,GI!$C$80:$G$80))/4,0))\n*_xlfn.XLOOKUP(AC$6,Daten!$B$151:$M$151,Daten!$B$150:$M$150)*$T160*24/1000)","v":0},{"$f":"IF($D160=\"\",0,(_xlfn.XLOOKUP($D160,Daten!$A$152:$A$154,_xlfn.XLOOKUP(AD$6,Daten!$B$151:$M$151,Daten!$B$152:$M$154))\n+IF($G160>_xlfn.XLOOKUP($D160,GI!$C$77:$G$77,GI!$C$80:$G$80),($G160-_xlfn.XLOOKUP($D160,GI!$C$77:$G$77,GI!$C$80:$G$80))/4,0))\n*_xlfn.XLOOKUP(AD$6,Daten!$B$151:$M$151,Daten!$B$150:$M$150)*$T160*24/1000)","v":0},{"$f":"IF($D160=\"\",0,(_xlfn.XLOOKUP($D160,Daten!$A$152:$A$154,_xlfn.XLOOKUP(AE$6,Daten!$B$151:$M$151,Daten!$B$152:$M$154))\n+IF($G160>_xlfn.XLOOKUP($D160,GI!$C$77:$G$77,GI!$C$80:$G$80),($G160-_xlfn.XLOOKUP($D160,GI!$C$77:$G$77,GI!$C$80:$G$80))/4,0))\n*_xlfn.XLOOKUP(AE$6,Daten!$B$151:$M$151,Daten!$B$150:$M$150)*$T160*24/1000)","v":0},{"$f":"IF($D160=\"\",0,(_xlfn.XLOOKUP($D160,Daten!$A$152:$A$154,_xlfn.XLOOKUP(AF$6,Daten!$B$151:$M$151,Daten!$B$152:$M$154))\n+IF($G160>_xlfn.XLOOKUP($D160,GI!$C$77:$G$77,GI!$C$80:$G$80),($G160-_xlfn.XLOOKUP($D160,GI!$C$77:$G$77,GI!$C$80:$G$80))/4,0))\n*_xlfn.XLOOKUP(AF$6,Daten!$B$151:$M$151,Daten!$B$150:$M$150)*$T160*24/1000)","v":0},0]
[{"$nulls":7},"",{"$nulls":11},0,{"$f":"IF($D161=\"\",0,(_xlfn.XLOOKUP($D161,Daten!$A$152:$A$154,_xlfn.XLOOKUP(U$6,Daten!$B$151:$M$151,Daten!$B$152:$M$154))\n+IF($G161>_xlfn.XLOOKUP($D161,GI!$C$77:$G$77,GI!$C$80:$G$80),($G161-_xlfn.XLOOKUP($D161,GI!$C$77:$G$77,GI!$C$80:$G$80))/4,0))\n*_xlfn.XLOOKUP(U$6,Daten!$B$151:$M$151,Daten!$B$150:$M$150)*$T161*24/1000)","v":0},{"$f":"IF($D161=\"\",0,(_xlfn.XLOOKUP($D161,Daten!$A$152:$A$154,_xlfn.XLOOKUP(V$6,Daten!$B$151:$M$151,Daten!$B$152:$M$154))\n+IF($G161>_xlfn.XLOOKUP($D161,GI!$C$77:$G$77,GI!$C$80:$G$80),($G161-_xlfn.XLOOKUP($D161,GI!$C$77:$G$77,GI!$C$80:$G$80))/4,0))\n*_xlfn.XLOOKUP(V$6,Daten!$B$151:$M$151,Daten!$B$150:$M$150)*$T161*24/1000)","v":0},{"$f":"IF($D161=\"\",0,(_xlfn.XLOOKUP($D161,Daten!$A$152:$A$154,_xlfn.XLOOKUP(W$6,Daten!$B$151:$M$151,Daten!$B$152:$M$154))\n+IF($G161>_xlfn.XLOOKUP($D161,GI!$C$77:$G$77,GI!$C$80:$G$80),($G161-_xlfn.XLOOKUP($D161,GI!$C$77:$G$77,GI!$C$80:$G$80))/4,0))\n*_xlfn.XLOOKUP(W$6,Daten!$B$151:$M$151,Daten!$B$150:$M$150)*$T161*24/1000)","v":0},{"$f":"IF($D161=\"\",0,(_xlfn.XLOOKUP($D161,Daten!$A$152:$A$154,_xlfn.XLOOKUP(X$6,Daten!$B$151:$M$151,Daten!$B$152:$M$154))\n+IF($G161>_xlfn.XLOOKUP($D161,GI!$C$77:$G$77,GI!$C$80:$G$80),($G161-_xlfn.XLOOKUP($D161,GI!$C$77:$G$77,GI!$C$80:$G$80))/4,0))\n*_xlfn.XLOOKUP(X$6,Daten!$B$151:$M$151,Daten!$B$150:$M$150)*$T161*24/1000)","v":0},{"$f":"IF($D161=\"\",0,(_xlfn.XLOOKUP($D161,Daten!$A$152:$A$154,_xlfn.XLOOKUP(Y$6,Daten!$B$151:$M$151,Daten!$B$152:$M$154))\n+IF($G161>_xlfn.XLOOKUP($D161,GI!$C$77:$G$77,GI!$C$80:$G$80),($G161-_xlfn.XLOOKUP($D161,GI!$C$77:$G$77,GI!$C$80:$G$80))/4,0))\n*_xlfn.XLOOKUP(Y$6,Daten!$B$151:$M$151,Daten!$B$150:$M$150)*$T161*24/1000)","v":0},{"$f":"IF($D161=\"\",0,(_xlfn.XLOOKUP($D161,Daten!$A$152:$A$154,_xlfn.XLOOKUP(Z$6,Daten!$B$151:$M$151,Daten!$B$152:$M$154))\n+IF($G161>_xlfn.XLOOKUP($D161,GI!$C$77:$G$77,GI!$C$80:$G$80),($G161-_xlfn.XLOOKUP($D161,GI!$C$77:$G$77,GI!$C$80:$G$80))/4,0))\n*_xlfn.XLOOKUP(Z$6,Daten!$B$151:$M$151,Daten!$B$150:$M$150)*$T161*24/1000)","v":0},{"$f":"IF($D161=\"\",0,(_xlfn.XLOOKUP($D161,Daten!$A$152:$A$154,_xlfn.XLOOKUP(AA$6,Daten!$B$151:$M$151,Daten!$B$152:$M$154))\n+IF($G161>_xlfn.XLOOKUP($D161,GI!$C$77:$G$77,GI!$C$80:$G$80),($G161-_xlfn.XLOOKUP($D161,GI!$C$77:$G$77,GI!$C$80:$G$80))/4,0))\n*_xlfn.XLOOKUP(AA$6,Daten!$B$151:$M$151,Daten!$B$150:$M$150)*$T161*24/1000)","v":0},{"$f":"IF($D161=\"\",0,(_xlfn.XLOOKUP($D161,Daten!$A$152:$A$154,_xlfn.XLOOKUP(AB$6,Daten!$B$151:$M$151,Daten!$B$152:$M$154))\n+IF($G161>_xlfn.XLOOKUP($D161,GI!$C$77:$G$77,GI!$C$80:$G$80),($G161-_xlfn.XLOOKUP($D161,GI!$C$77:$G$77,GI!$C$80:$G$80))/4,0))\n*_xlfn.XLOOKUP(AB$6,Daten!$B$151:$M$151,Daten!$B$150:$M$150)*$T161*24/1000)","v":0},{"$f":"IF($D161=\"\",0,(_xlfn.XLOOKUP($D161,Daten!$A$152:$A$154,_xlfn.XLOOKUP(AC$6,Daten!$B$151:$M$151,Daten!$B$152:$M$154))\n+IF($G161>_xlfn.XLOOKUP($D161,GI!$C$77:$G$77,GI!$C$80:$G$80),($G161-_xlfn.XLOOKUP($D161,GI!$C$77:$G$77,GI!$C$80:$G$80))/4,0))\n*_xlfn.XLOOKUP(AC$6,Daten!$B$151:$M$151,Daten!$B$150:$M$150)*$T161*24/1000)","v":0},{"$f":"IF($D161=\"\",0,(_xlfn.XLOOKUP($D161,Daten!$A$152:$A$154,_xlfn.XLOOKUP(AD$6,Daten!$B$151:$M$151,Daten!$B$152:$M$154))\n+IF($G161>_xlfn.XLOOKUP($D161,GI!$C$77:$G$77,GI!$C$80:$G$80),($G161-_xlfn.XLOOKUP($D161,GI!$C$77:$G$77,GI!$C$80:$G$80))/4,0))\n*_xlfn.XLOOKUP(AD$6,Daten!$B$151:$M$151,Daten!$B$150:$M$150)*$T161*24/1000)","v":0},{"$f":"IF($D161=\"\",0,(_xlfn.XLOOKUP($D161,Daten!$A$152:$A$154,_xlfn.XLOOKUP(AE$6,Daten!$B$151:$M$151,Daten!$B$152:$M$154))\n+IF($G161>_xlfn.XLOOKUP($D161,GI!$C$77:$G$77,GI!$C$80:$G$80),($G161-_xlfn.XLOOKUP($D161,GI!$C$77:$G$77,GI!$C$80:$G$80))/4,0))\n*_xlfn.XLOOKUP(AE$6,Daten!$B$151:$M$151,Daten!$B$150:$M$150)*$T161*24/1000)","v":0},{"$f":"IF($D161=\"\",0,(_xlfn.XLOOKUP($D161,Daten!$A$152:$A$154,_xlfn.XLOOKUP(AF$6,Daten!$B$151:$M$151,Daten!$B$152:$M$154))\n+IF($G161>_xlfn.XLOOKUP($D161,GI!$C$77:$G$77,GI!$C$80:$G$80),($G161-_xlfn.XLOOKUP($D161,GI!$C$77:$G$77,GI!$C$80:$G$80))/4,0))\n*_xlfn.XLOOKUP(AF$6,Daten!$B$151:$M$151,Daten!$B$150:$M$150)*$T161*24/1000)","v":0},0]
[{"$nulls":7},"",{"$nulls":11},0,{"$f":"IF($D162=\"\",0,(_xlfn.XLOOKUP($D162,Daten!$A$152:$A$154,_xlfn.XLOOKUP(U$6,Daten!$B$151:$M$151,Daten!$B$152:$M$154))\n+IF($G162>_xlfn.XLOOKUP($D162,GI!$C$77:$G$77,GI!$C$80:$G$80),($G162-_xlfn.XLOOKUP($D162,GI!$C$77:$G$77,GI!$C$80:$G$80))/4,0))\n*_xlfn.XLOOKUP(U$6,Daten!$B$151:$M$151,Daten!$B$150:$M$150)*$T162*24/1000)","v":0},{"$f":"IF($D162=\"\",0,(_xlfn.XLOOKUP($D162,Daten!$A$152:$A$154,_xlfn.XLOOKUP(V$6,Daten!$B$151:$M$151,Daten!$B$152:$M$154))\n+IF($G162>_xlfn.XLOOKUP($D162,GI!$C$77:$G$77,GI!$C$80:$G$80),($G162-_xlfn.XLOOKUP($D162,GI!$C$77:$G$77,GI!$C$80:$G$80))/4,0))\n*_xlfn.XLOOKUP(V$6,Daten!$B$151:$M$151,Daten!$B$150:$M$150)*$T162*24/1000)","v":0},{"$f":"IF($D162=\"\",0,(_xlfn.XLOOKUP($D162,Daten!$A$152:$A$154,_xlfn.XLOOKUP(W$6,Daten!$B$151:$M$151,Daten!$B$152:$M$154))\n+IF($G162>_xlfn.XLOOKUP($D162,GI!$C$77:$G$77,GI!$C$80:$G$80),($G162-_xlfn.XLOOKUP($D162,GI!$C$77:$G$77,GI!$C$80:$G$80))/4,0))\n*_xlfn.XLOOKUP(W$6,Daten!$B$151:$M$151,Daten!$B$150:$M$150)*$T162*24/1000)","v":0},{"$f":"IF($D162=\"\",0,(_xlfn.XLOOKUP($D162,Daten!$A$152:$A$154,_xlfn.XLOOKUP(X$6,Daten!$B$151:$M$151,Daten!$B$152:$M$154))\n+IF($G162>_xlfn.XLOOKUP($D162,GI!$C$77:$G$77,GI!$C$80:$G$80),($G162-_xlfn.XLOOKUP($D162,GI!$C$77:$G$77,GI!$C$80:$G$80))/4,0))\n*_xlfn.XLOOKUP(X$6,Daten!$B$151:$M$151,Daten!$B$150:$M$150)*$T162*24/1000)","v":0},{"$f":"IF($D162=\"\",0,(_xlfn.XLOOKUP($D162,Daten!$A$152:$A$154,_xlfn.XLOOKUP(Y$6,Daten!$B$151:$M$151,Daten!$B$152:$M$154))\n+IF($G162>_xlfn.XLOOKUP($D162,GI!$C$77:$G$77,GI!$C$80:$G$80),($G162-_xlfn.XLOOKUP($D162,GI!$C$77:$G$77,GI!$C$80:$G$80))/4,0))\n*_xlfn.XLOOKUP(Y$6,Daten!$B$151:$M$151,Daten!$B$150:$M$150)*$T162*24/1000)","v":0},{"$f":"IF($D162=\"\",0,(_xlfn.XLOOKUP($D162,Daten!$A$152:$A$154,_xlfn.XLOOKUP(Z$6,Daten!$B$151:$M$151,Daten!$B$152:$M$154))\n+IF($G162>_xlfn.XLOOKUP($D162,GI!$C$77:$G$77,GI!$C$80:$G$80),($G162-_xlfn.XLOOKUP($D162,GI!$C$77:$G$77,GI!$C$80:$G$80))/4,0))\n*_xlfn.XLOOKUP(Z$6,Daten!$B$151:$M$151,Daten!$B$150:$M$150)*$T162*24/1000)","v":0},{"$f":"IF($D162=\"\",0,(_xlfn.XLOOKUP($D162,Daten!$A$152:$A$154,_xlfn.XLOOKUP(AA$6,Daten!$B$151:$M$151,Daten!$B$152:$M$154))\n+IF($G162>_xlfn.XLOOKUP($D162,GI!$C$77:$G$77,GI!$C$80:$G$80),($G162-_xlfn.XLOOKUP($D162,GI!$C$77:$G$77,GI!$C$80:$G$80))/4,0))\n*_xlfn.XLOOKUP(AA$6,Daten!$B$151:$M$151,Daten!$B$150:$M$150)*$T162*24/1000)","v":0},{"$f":"IF($D162=\"\",0,(_xlfn.XLOOKUP($D162,Daten!$A$152:$A$154,_xlfn.XLOOKUP(AB$6,Daten!$B$151:$M$151,Daten!$B$152:$M$154))\n+IF($G162>_xlfn.XLOOKUP($D162,GI!$C$77:$G$77,GI!$C$80:$G$80),($G162-_xlfn.XLOOKUP($D162,GI!$C$77:$G$77,GI!$C$80:$G$80))/4,0))\n*_xlfn.XLOOKUP(AB$6,Daten!$B$151:$M$151,Daten!$B$150:$M$150)*$T162*24/1000)","v":0},{"$f":"IF($D162=\"\",0,(_xlfn.XLOOKUP($D162,Daten!$A$152:$A$154,_xlfn.XLOOKUP(AC$6,Daten!$B$151:$M$151,Daten!$B$152:$M$154))\n+IF($G162>_xlfn.XLOOKUP($D162,GI!$C$77:$G$77,GI!$C$80:$G$80),($G162-_xlfn.XLOOKUP($D162,GI!$C$77:$G$77,GI!$C$80:$G$80))/4,0))\n*_xlfn.XLOOKUP(AC$6,Daten!$B$151:$M$151,Daten!$B$150:$M$150)*$T162*24/1000)","v":0},{"$f":"IF($D162=\"\",0,(_xlfn.XLOOKUP($D162,Daten!$A$152:$A$154,_xlfn.XLOOKUP(AD$6,Daten!$B$151:$M$151,Daten!$B$152:$M$154))\n+IF($G162>_xlfn.XLOOKUP($D162,GI!$C$77:$G$77,GI!$C$80:$G$80),($G162-_xlfn.XLOOKUP($D162,GI!$C$77:$G$77,GI!$C$80:$G$80))/4,0))\n*_xlfn.XLOOKUP(AD$6,Daten!$B$151:$M$151,Daten!$B$150:$M$150)*$T162*24/1000)","v":0},{"$f":"IF($D162=\"\",0,(_xlfn.XLOOKUP($D162,Daten!$A$152:$A$154,_xlfn.XLOOKUP(AE$6,Daten!$B$151:$M$151,Daten!$B$152:$M$154))\n+IF($G162>_xlfn.XLOOKUP($D162,GI!$C$77:$G$77,GI!$C$80:$G$80),($G162-_xlfn.XLOOKUP($D162,GI!$C$77:$G$77,GI!$C$80:$G$80))/4,0))\n*_xlfn.XLOOKUP(AE$6,Daten!$B$151:$M$151,Daten!$B$150:$M$150)*$T162*24/1000)","v":0},{"$f":"IF($D162=\"\",0,(_xlfn.XLOOKUP($D162,Daten!$A$152:$A$154,_xlfn.XLOOKUP(AF$6,Daten!$B$151:$M$151,Daten!$B$152:$M$154))\n+IF($G162>_xlfn.XLOOKUP($D162,GI!$C$77:$G$77,GI!$C$80:$G$80),($G162-_xlfn.XLOOKUP($D162,GI!$C$77:$G$77,GI!$C$80:$G$80))/4,0))\n*_xlfn.XLOOKUP(AF$6,Daten!$B$151:$M$151,Daten!$B$150:$M$150)*$T162*24/1000)","v":0},0]
[{"$nulls":7},"",{"$nulls":11},0,{"$f":"IF($D163=\"\",0,(_xlfn.XLOOKUP($D163,Daten!$A$152:$A$154,_xlfn.XLOOKUP(U$6,Daten!$B$151:$M$151,Daten!$B$152:$M$154))\n+IF($G163>_xlfn.XLOOKUP($D163,GI!$C$77:$G$77,GI!$C$80:$G$80),($G163-_xlfn.XLOOKUP($D163,GI!$C$77:$G$77,GI!$C$80:$G$80))/4,0))\n*_xlfn.XLOOKUP(U$6,Daten!$B$151:$M$151,Daten!$B$150:$M$150)*$T163*24/1000)","v":0},{"$f":"IF($D163=\"\",0,(_xlfn.XLOOKUP($D163,Daten!$A$152:$A$154,_xlfn.XLOOKUP(V$6,Daten!$B$151:$M$151,Daten!$B$152:$M$154))\n+IF($G163>_xlfn.XLOOKUP($D163,GI!$C$77:$G$77,GI!$C$80:$G$80),($G163-_xlfn.XLOOKUP($D163,GI!$C$77:$G$77,GI!$C$80:$G$80))/4,0))\n*_xlfn.XLOOKUP(V$6,Daten!$B$151:$M$151,Daten!$B$150:$M$150)*$T163*24/1000)","v":0},{"$f":"IF($D163=\"\",0,(_xlfn.XLOOKUP($D163,Daten!$A$152:$A$154,_xlfn.XLOOKUP(W$6,Daten!$B$151:$M$151,Daten!$B$152:$M$154))\n+IF($G163>_xlfn.XLOOKUP($D163,GI!$C$77:$G$77,GI!$C$80:$G$80),($G163-_xlfn.XLOOKUP($D163,GI!$C$77:$G$77,GI!$C$80:$G$80))/4,0))\n*_xlfn.XLOOKUP(W$6,Daten!$B$151:$M$151,Daten!$B$150:$M$150)*$T163*24/1000)","v":0},{"$f":"IF($D163=\"\",0,(_xlfn.XLOOKUP($D163,Daten!$A$152:$A$154,_xlfn.XLOOKUP(X$6,Daten!$B$151:$M$151,Daten!$B$152:$M$154))\n+IF($G163>_xlfn.XLOOKUP($D163,GI!$C$77:$G$77,GI!$C$80:$G$80),($G163-_xlfn.XLOOKUP($D163,GI!$C$77:$G$77,GI!$C$80:$G$80))/4,0))\n*_xlfn.XLOOKUP(X$6,Daten!$B$151:$M$151,Daten!$B$150:$M$150)*$T163*24/1000)","v":0},{"$f":"IF($D163=\"\",0,(_xlfn.XLOOKUP($D163,Daten!$A$152:$A$154,_xlfn.XLOOKUP(Y$6,Daten!$B$151:$M$151,Daten!$B$152:$M$154))\n+IF($G163>_xlfn.XLOOKUP($D163,GI!$C$77:$G$77,GI!$C$80:$G$80),($G163-_xlfn.XLOOKUP($D163,GI!$C$77:$G$77,GI!$C$80:$G$80))/4,0))\n*_xlfn.XLOOKUP(Y$6,Daten!$B$151:$M$151,Daten!$B$150:$M$150)*$T163*24/1000)","v":0},{"$f":"IF($D163=\"\",0,(_xlfn.XLOOKUP($D163,Daten!$A$152:$A$154,_xlfn.XLOOKUP(Z$6,Daten!$B$151:$M$151,Daten!$B$152:$M$154))\n+IF($G163>_xlfn.XLOOKUP($D163,GI!$C$77:$G$77,GI!$C$80:$G$80),($G163-_xlfn.XLOOKUP($D163,GI!$C$77:$G$77,GI!$C$80:$G$80))/4,0))\n*_xlfn.XLOOKUP(Z$6,Daten!$B$151:$M$151,Daten!$B$150:$M$150)*$T163*24/1000)","v":0},{"$f":"IF($D163=\"\",0,(_xlfn.XLOOKUP($D163,Daten!$A$152:$A$154,_xlfn.XLOOKUP(AA$6,Daten!$B$151:$M$151,Daten!$B$152:$M$154))\n+IF($G163>_xlfn.XLOOKUP($D163,GI!$C$77:$G$77,GI!$C$80:$G$80),($G163-_xlfn.XLOOKUP($D163,GI!$C$77:$G$77,GI!$C$80:$G$80))/4,0))\n*_xlfn.XLOOKUP(AA$6,Daten!$B$151:$M$151,Daten!$B$150:$M$150)*$T163*24/1000)","v":0},{"$f":"IF($D163=\"\",0,(_xlfn.XLOOKUP($D163,Daten!$A$152:$A$154,_xlfn.XLOOKUP(AB$6,Daten!$B$151:$M$151,Daten!$B$152:$M$154))\n+IF($G163>_xlfn.XLOOKUP($D163,GI!$C$77:$G$77,GI!$C$80:$G$80),($G163-_xlfn.XLOOKUP($D163,GI!$C$77:$G$77,GI!$C$80:$G$80))/4,0))\n*_xlfn.XLOOKUP(AB$6,Daten!$B$151:$M$151,Daten!$B$150:$M$150)*$T163*24/1000)","v":0},{"$f":"IF($D163=\"\",0,(_xlfn.XLOOKUP($D163,Daten!$A$152:$A$154,_xlfn.XLOOKUP(AC$6,Daten!$B$151:$M$151,Daten!$B$152:$M$154))\n+IF($G163>_xlfn.XLOOKUP($D163,GI!$C$77:$G$77,GI!$C$80:$G$80),($G163-_xlfn.XLOOKUP($D163,GI!$C$77:$G$77,GI!$C$80:$G$80))/4,0))\n*_xlfn.XLOOKUP(AC$6,Daten!$B$151:$M$151,Daten!$B$150:$M$150)*$T163*24/1000)","v":0},{"$f":"IF($D163=\"\",0,(_xlfn.XLOOKUP($D163,Daten!$A$152:$A$154,_xlfn.XLOOKUP(AD$6,Daten!$B$151:$M$151,Daten!$B$152:$M$154))\n+IF($G163>_xlfn.XLOOKUP($D163,GI!$C$77:$G$77,GI!$C$80:$G$80),($G163-_xlfn.XLOOKUP($D163,GI!$C$77:$G$77,GI!$C$80:$G$80))/4,0))\n*_xlfn.XLOOKUP(AD$6,Daten!$B$151:$M$151,Daten!$B$150:$M$150)*$T163*24/1000)","v":0},{"$f":"IF($D163=\"\",0,(_xlfn.XLOOKUP($D163,Daten!$A$152:$A$154,_xlfn.XLOOKUP(AE$6,Daten!$B$151:$M$151,Daten!$B$152:$M$154))\n+IF($G163>_xlfn.XLOOKUP($D163,GI!$C$77:$G$77,GI!$C$80:$G$80),($G163-_xlfn.XLOOKUP($D163,GI!$C$77:$G$77,GI!$C$80:$G$80))/4,0))\n*_xlfn.XLOOKUP(AE$6,Daten!$B$151:$M$151,Daten!$B$150:$M$150)*$T163*24/1000)","v":0},{"$f":"IF($D163=\"\",0,(_xlfn.XLOOKUP($D163,Daten!$A$152:$A$154,_xlfn.XLOOKUP(AF$6,Daten!$B$151:$M$151,Daten!$B$152:$M$154))\n+IF($G163>_xlfn.XLOOKUP($D163,GI!$C$77:$G$77,GI!$C$80:$G$80),($G163-_xlfn.XLOOKUP($D163,GI!$C$77:$G$77,GI!$C$80:$G$80))/4,0))\n*_xlfn.XLOOKUP(AF$6,Daten!$B$151:$M$151,Daten!$B$150:$M$150)*$T163*24/1000)","v":0},0]
[{"$nulls":7},"",{"$nulls":11},0,{"$f":"IF($D164=\"\",0,(_xlfn.XLOOKUP($D164,Daten!$A$152:$A$154,_xlfn.XLOOKUP(U$6,Daten!$B$151:$M$151,Daten!$B$152:$M$154))\n+IF($G164>_xlfn.XLOOKUP($D164,GI!$C$77:$G$77,GI!$C$80:$G$80),($G164-_xlfn.XLOOKUP($D164,GI!$C$77:$G$77,GI!$C$80:$G$80))/4,0))\n*_xlfn.XLOOKUP(U$6,Daten!$B$151:$M$151,Daten!$B$150:$M$150)*$T164*24/1000)","v":0},{"$f":"IF($D164=\"\",0,(_xlfn.XLOOKUP($D164,Daten!$A$152:$A$154,_xlfn.XLOOKUP(V$6,Daten!$B$151:$M$151,Daten!$B$152:$M$154))\n+IF($G164>_xlfn.XLOOKUP($D164,GI!$C$77:$G$77,GI!$C$80:$G$80),($G164-_xlfn.XLOOKUP($D164,GI!$C$77:$G$77,GI!$C$80:$G$80))/4,0))\n*_xlfn.XLOOKUP(V$6,Daten!$B$151:$M$151,Daten!$B$150:$M$150)*$T164*24/1000)","v":0},{"$f":"IF($D164=\"\",0,(_xlfn.XLOOKUP($D164,Daten!$A$152:$A$154,_xlfn.XLOOKUP(W$6,Daten!$B$151:$M$151,Daten!$B$152:$M$154))\n+IF($G164>_xlfn.XLOOKUP($D164,GI!$C$77:$G$77,GI!$C$80:$G$80),($G164-_xlfn.XLOOKUP($D164,GI!$C$77:$G$77,GI!$C$80:$G$80))/4,0))\n*_xlfn.XLOOKUP(W$6,Daten!$B$151:$M$151,Daten!$B$150:$M$150)*$T164*24/1000)","v":0},{"$f":"IF($D164=\"\",0,(_xlfn.XLOOKUP($D164,Daten!$A$152:$A$154,_xlfn.XLOOKUP(X$6,Daten!$B$151:$M$151,Daten!$B$152:$M$154))\n+IF($G164>_xlfn.XLOOKUP($D164,GI!$C$77:$G$77,GI!$C$80:$G$80),($G164-_xlfn.XLOOKUP($D164,GI!$C$77:$G$77,GI!$C$80:$G$80))/4,0))\n*_xlfn.XLOOKUP(X$6,Daten!$B$151:$M$151,Daten!$B$150:$M$150)*$T164*24/1000)","v":0},{"$f":"IF($D164=\"\",0,(_xlfn.XLOOKUP($D164,Daten!$A$152:$A$154,_xlfn.XLOOKUP(Y$6,Daten!$B$151:$M$151,Daten!$B$152:$M$154))\n+IF($G164>_xlfn.XLOOKUP($D164,GI!$C$77:$G$77,GI!$C$80:$G$80),($G164-_xlfn.XLOOKUP($D164,GI!$C$77:$G$77,GI!$C$80:$G$80))/4,0))\n*_xlfn.XLOOKUP(Y$6,Daten!$B$151:$M$151,Daten!$B$150:$M$150)*$T164*24/1000)","v":0},{"$f":"IF($D164=\"\",0,(_xlfn.XLOOKUP($D164,Daten!$A$152:$A$154,_xlfn.XLOOKUP(Z$6,Daten!$B$151:$M$151,Daten!$B$152:$M$154))\n+IF($G164>_xlfn.XLOOKUP($D164,GI!$C$77:$G$77,GI!$C$80:$G$80),($G164-_xlfn.XLOOKUP($D164,GI!$C$77:$G$77,GI!$C$80:$G$80))/4,0))\n*_xlfn.XLOOKUP(Z$6,Daten!$B$151:$M$151,Daten!$B$150:$M$150)*$T164*24/1000)","v":0},{"$f":"IF($D164=\"\",0,(_xlfn.XLOOKUP($D164,Daten!$A$152:$A$154,_xlfn.XLOOKUP(AA$6,Daten!$B$151:$M$151,Daten!$B$152:$M$154))\n+IF($G164>_xlfn.XLOOKUP($D164,GI!$C$77:$G$77,GI!$C$80:$G$80),($G164-_xlfn.XLOOKUP($D164,GI!$C$77:$G$77,GI!$C$80:$G$80))/4,0))\n*_xlfn.XLOOKUP(AA$6,Daten!$B$151:$M$151,Daten!$B$150:$M$150)*$T164*24/1000)","v":0},{"$f":"IF($D164=\"\",0,(_xlfn.XLOOKUP($D164,Daten!$A$152:$A$154,_xlfn.XLOOKUP(AB$6,Daten!$B$151:$M$151,Daten!$B$152:$M$154))\n+IF($G164>_xlfn.XLOOKUP($D164,GI!$C$77:$G$77,GI!$C$80:$G$80),($G164-_xlfn.XLOOKUP($D164,GI!$C$77:$G$77,GI!$C$80:$G$80))/4,0))\n*_xlfn.XLOOKUP(AB$6,Daten!$B$151:$M$151,Daten!$B$150:$M$150)*$T164*24/1000)","v":0},{"$f":"IF($D164=\"\",0,(_xlfn.XLOOKUP($D164,Daten!$A$152:$A$154,_xlfn.XLOOKUP(AC$6,Daten!$B$151:$M$151,Daten!$B$152:$M$154))\n+IF($G164>_xlfn.XLOOKUP($D164,GI!$C$77:$G$77,GI!$C$80:$G$80),($G164-_xlfn.XLOOKUP($D164,GI!$C$77:$G$77,GI!$C$80:$G$80))/4,0))\n*_xlfn.XLOOKUP(AC$6,Daten!$B$151:$M$151,Daten!$B$150:$M$150)*$T164*24/1000)","v":0},{"$f":"IF($D164=\"\",0,(_xlfn.XLOOKUP($D164,Daten!$A$152:$A$154,_xlfn.XLOOKUP(AD$6,Daten!$B$151:$M$151,Daten!$B$152:$M$154))\n+IF($G164>_xlfn.XLOOKUP($D164,GI!$C$77:$G$77,GI!$C$80:$G$80),($G164-_xlfn.XLOOKUP($D164,GI!$C$77:$G$77,GI!$C$80:$G$80))/4,0))\n*_xlfn.XLOOKUP(AD$6,Daten!$B$151:$M$151,Daten!$B$150:$M$150)*$T164*24/1000)","v":0},{"$f":"IF($D164=\"\",0,(_xlfn.XLOOKUP($D164,Daten!$A$152:$A$154,_xlfn.XLOOKUP(AE$6,Daten!$B$151:$M$151,Daten!$B$152:$M$154))\n+IF($G164>_xlfn.XLOOKUP($D164,GI!$C$77:$G$77,GI!$C$80:$G$80),($G164-_xlfn.XLOOKUP($D164,GI!$C$77:$G$77,GI!$C$80:$G$80))/4,0))\n*_xlfn.XLOOKUP(AE$6,Daten!$B$151:$M$151,Daten!$B$150:$M$150)*$T164*24/1000)","v":0},{"$f":"IF($D164=\"\",0,(_xlfn.XLOOKUP($D164,Daten!$A$152:$A$154,_xlfn.XLOOKUP(AF$6,Daten!$B$151:$M$151,Daten!$B$152:$M$154))\n+IF($G164>_xlfn.XLOOKUP($D164,GI!$C$77:$G$77,GI!$C$80:$G$80),($G164-_xlfn.XLOOKUP($D164,GI!$C$77:$G$77,GI!$C$80:$G$80))/4,0))\n*_xlfn.XLOOKUP(AF$6,Daten!$B$151:$M$151,Daten!$B$150:$M$150)*$T164*24/1000)","v":0},0]
[{"$nulls":7},"",{"$nulls":11},0,{"$f":"IF($D165=\"\",0,(_xlfn.XLOOKUP($D165,Daten!$A$152:$A$154,_xlfn.XLOOKUP(U$6,Daten!$B$151:$M$151,Daten!$B$152:$M$154))\n+IF($G165>_xlfn.XLOOKUP($D165,GI!$C$77:$G$77,GI!$C$80:$G$80),($G165-_xlfn.XLOOKUP($D165,GI!$C$77:$G$77,GI!$C$80:$G$80))/4,0))\n*_xlfn.XLOOKUP(U$6,Daten!$B$151:$M$151,Daten!$B$150:$M$150)*$T165*24/1000)","v":0},{"$f":"IF($D165=\"\",0,(_xlfn.XLOOKUP($D165,Daten!$A$152:$A$154,_xlfn.XLOOKUP(V$6,Daten!$B$151:$M$151,Daten!$B$152:$M$154))\n+IF($G165>_xlfn.XLOOKUP($D165,GI!$C$77:$G$77,GI!$C$80:$G$80),($G165-_xlfn.XLOOKUP($D165,GI!$C$77:$G$77,GI!$C$80:$G$80))/4,0))\n*_xlfn.XLOOKUP(V$6,Daten!$B$151:$M$151,Daten!$B$150:$M$150)*$T165*24/1000)","v":0},{"$f":"IF($D165=\"\",0,(_xlfn.XLOOKUP($D165,Daten!$A$152:$A$154,_xlfn.XLOOKUP(W$6,Daten!$B$151:$M$151,Daten!$B$152:$M$154))\n+IF($G165>_xlfn.XLOOKUP($D165,GI!$C$77:$G$77,GI!$C$80:$G$80),($G165-_xlfn.XLOOKUP($D165,GI!$C$77:$G$77,GI!$C$80:$G$80))/4,0))\n*_xlfn.XLOOKUP(W$6,Daten!$B$151:$M$151,Daten!$B$150:$M$150)*$T165*24/1000)","v":0},{"$f":"IF($D165=\"\",0,(_xlfn.XLOOKUP($D165,Daten!$A$152:$A$154,_xlfn.XLOOKUP(X$6,Daten!$B$151:$M$151,Daten!$B$152:$M$154))\n+IF($G165>_xlfn.XLOOKUP($D165,GI!$C$77:$G$77,GI!$C$80:$G$80),($G165-_xlfn.XLOOKUP($D165,GI!$C$77:$G$77,GI!$C$80:$G$80))/4,0))\n*_xlfn.XLOOKUP(X$6,Daten!$B$151:$M$151,Daten!$B$150:$M$150)*$T165*24/1000)","v":0},{"$f":"IF($D165=\"\",0,(_xlfn.XLOOKUP($D165,Daten!$A$152:$A$154,_xlfn.XLOOKUP(Y$6,Daten!$B$151:$M$151,Daten!$B$152:$M$154))\n+IF($G165>_xlfn.XLOOKUP($D165,GI!$C$77:$G$77,GI!$C$80:$G$80),($G165-_xlfn.XLOOKUP($D165,GI!$C$77:$G$77,GI!$C$80:$G$80))/4,0))\n*_xlfn.XLOOKUP(Y$6,Daten!$B$151:$M$151,Daten!$B$150:$M$150)*$T165*24/1000)","v":0},{"$f":"IF($D165=\"\",0,(_xlfn.XLOOKUP($D165,Daten!$A$152:$A$154,_xlfn.XLOOKUP(Z$6,Daten!$B$151:$M$151,Daten!$B$152:$M$154))\n+IF($G165>_xlfn.XLOOKUP($D165,GI!$C$77:$G$77,GI!$C$80:$G$80),($G165-_xlfn.XLOOKUP($D165,GI!$C$77:$G$77,GI!$C$80:$G$80))/4,0))\n*_xlfn.XLOOKUP(Z$6,Daten!$B$151:$M$151,Daten!$B$150:$M$150)*$T165*24/1000)","v":0},{"$f":"IF($D165=\"\",0,(_xlfn.XLOOKUP($D165,Daten!$A$152:$A$154,_xlfn.XLOOKUP(AA$6,Daten!$B$151:$M$151,Daten!$B$152:$M$154))\n+IF($G165>_xlfn.XLOOKUP($D165,GI!$C$77:$G$77,GI!$C$80:$G$80),($G165-_xlfn.XLOOKUP($D165,GI!$C$77:$G$77,GI!$C$80:$G$80))/4,0))\n*_xlfn.XLOOKUP(AA$6,Daten!$B$151:$M$151,Daten!$B$150:$M$150)*$T165*24/1000)","v":0},{"$f":"IF($D165=\"\",0,(_xlfn.XLOOKUP($D165,Daten!$A$152:$A$154,_xlfn.XLOOKUP(AB$6,Daten!$B$151:$M$151,Daten!$B$152:$M$154))\n+IF($G165>_xlfn.XLOOKUP($D165,GI!$C$77:$G$77,GI!$C$80:$G$80),($G165-_xlfn.XLOOKUP($D165,GI!$C$77:$G$77,GI!$C$80:$G$80))/4,0))\n*_xlfn.XLOOKUP(AB$6,Daten!$B$151:$M$151,Daten!$B$150:$M$150)*$T165*24/1000)","v":0},{"$f":"IF($D165=\"\",0,(_xlfn.XLOOKUP($D165,Daten!$A$152:$A$154,_xlfn.XLOOKUP(AC$6,Daten!$B$151:$M$151,Daten!$B$152:$M$154))\n+IF($G165>_xlfn.XLOOKUP($D165,GI!$C$77:$G$77,GI!$C$80:$G$80),($G165-_xlfn.XLOOKUP($D165,GI!$C$77:$G$77,GI!$C$80:$G$80))/4,0))\n*_xlfn.XLOOKUP(AC$6,Daten!$B$151:$M$151,Daten!$B$150:$M$150)*$T165*24/1000)","v":0},{"$f":"IF($D165=\"\",0,(_xlfn.XLOOKUP($D165,Daten!$A$152:$A$154,_xlfn.XLOOKUP(AD$6,Daten!$B$151:$M$151,Daten!$B$152:$M$154))\n+IF($G165>_xlfn.XLOOKUP($D165,GI!$C$77:$G$77,GI!$C$80:$G$80),($G165-_xlfn.XLOOKUP($D165,GI!$C$77:$G$77,GI!$C$80:$G$80))/4,0))\n*_xlfn.XLOOKUP(AD$6,Daten!$B$151:$M$151,Daten!$B$150:$M$150)*$T165*24/1000)","v":0},{"$f":"IF($D165=\"\",0,(_xlfn.XLOOKUP($D165,Daten!$A$152:$A$154,_xlfn.XLOOKUP(AE$6,Daten!$B$151:$M$151,Daten!$B$152:$M$154))\n+IF($G165>_xlfn.XLOOKUP($D165,GI!$C$77:$G$77,GI!$C$80:$G$80),($G165-_xlfn.XLOOKUP($D165,GI!$C$77:$G$77,GI!$C$80:$G$80))/4,0))\n*_xlfn.XLOOKUP(AE$6,Daten!$B$151:$M$151,Daten!$B$150:$M$150)*$T165*24/1000)","v":0},{"$f":"IF($D165=\"\",0,(_xlfn.XLOOKUP($D165,Daten!$A$152:$A$154,_xlfn.XLOOKUP(AF$6,Daten!$B$151:$M$151,Daten!$B$152:$M$154))\n+IF($G165>_xlfn.XLOOKUP($D165,GI!$C$77:$G$77,GI!$C$80:$G$80),($G165-_xlfn.XLOOKUP($D165,GI!$C$77:$G$77,GI!$C$80:$G$80))/4,0))\n*_xlfn.XLOOKUP(AF$6,Daten!$B$151:$M$151,Daten!$B$150:$M$150)*$T165*24/1000)","v":0},0]
[{"$nulls":7},"",{"$nulls":11},0,{"$f":"IF($D166=\"\",0,(_xlfn.XLOOKUP($D166,Daten!$A$152:$A$154,_xlfn.XLOOKUP(U$6,Daten!$B$151:$M$151,Daten!$B$152:$M$154))\n+IF($G166>_xlfn.XLOOKUP($D166,GI!$C$77:$G$77,GI!$C$80:$G$80),($G166-_xlfn.XLOOKUP($D166,GI!$C$77:$G$77,GI!$C$80:$G$80))/4,0))\n*_xlfn.XLOOKUP(U$6,Daten!$B$151:$M$151,Daten!$B$150:$M$150)*$T166*24/1000)","v":0},{"$f":"IF($D166=\"\",0,(_xlfn.XLOOKUP($D166,Daten!$A$152:$A$154,_xlfn.XLOOKUP(V$6,Daten!$B$151:$M$151,Daten!$B$152:$M$154))\n+IF($G166>_xlfn.XLOOKUP($D166,GI!$C$77:$G$77,GI!$C$80:$G$80),($G166-_xlfn.XLOOKUP($D166,GI!$C$77:$G$77,GI!$C$80:$G$80))/4,0))\n*_xlfn.XLOOKUP(V$6,Daten!$B$151:$M$151,Daten!$B$150:$M$150)*$T166*24/1000)","v":0},{"$f":"IF($D166=\"\",0,(_xlfn.XLOOKUP($D166,Daten!$A$152:$A$154,_xlfn.XLOOKUP(W$6,Daten!$B$151:$M$151,Daten!$B$152:$M$154))\n+IF($G166>_xlfn.XLOOKUP($D166,GI!$C$77:$G$77,GI!$C$80:$G$80),($G166-_xlfn.XLOOKUP($D166,GI!$C$77:$G$77,GI!$C$80:$G$80))/4,0))\n*_xlfn.XLOOKUP(W$6,Daten!$B$151:$M$151,Daten!$B$150:$M$150)*$T166*24/1000)","v":0},{"$f":"IF($D166=\"\",0,(_xlfn.XLOOKUP($D166,Daten!$A$152:$A$154,_xlfn.XLOOKUP(X$6,Daten!$B$151:$M$151,Daten!$B$152:$M$154))\n+IF($G166>_xlfn.XLOOKUP($D166,GI!$C$77:$G$77,GI!$C$80:$G$80),($G166-_xlfn.XLOOKUP($D166,GI!$C$77:$G$77,GI!$C$80:$G$80))/4,0))\n*_xlfn.XLOOKUP(X$6,Daten!$B$151:$M$151,Daten!$B$150:$M$150)*$T166*24/1000)","v":0},{"$f":"IF($D166=\"\",0,(_xlfn.XLOOKUP($D166,Daten!$A$152:$A$154,_xlfn.XLOOKUP(Y$6,Daten!$B$151:$M$151,Daten!$B$152:$M$154))\n+IF($G166>_xlfn.XLOOKUP($D166,GI!$C$77:$G$77,GI!$C$80:$G$80),($G166-_xlfn.XLOOKUP($D166,GI!$C$77:$G$77,GI!$C$80:$G$80))/4,0))\n*_xlfn.XLOOKUP(Y$6,Daten!$B$151:$M$151,Daten!$B$150:$M$150)*$T166*24/1000)","v":0},{"$f":"IF($D166=\"\",0,(_xlfn.XLOOKUP($D166,Daten!$A$152:$A$154,_xlfn.XLOOKUP(Z$6,Daten!$B$151:$M$151,Daten!$B$152:$M$154))\n+IF($G166>_xlfn.XLOOKUP($D166,GI!$C$77:$G$77,GI!$C$80:$G$80),($G166-_xlfn.XLOOKUP($D166,GI!$C$77:$G$77,GI!$C$80:$G$80))/4,0))\n*_xlfn.XLOOKUP(Z$6,Daten!$B$151:$M$151,Daten!$B$150:$M$150)*$T166*24/1000)","v":0},{"$f":"IF($D166=\"\",0,(_xlfn.XLOOKUP($D166,Daten!$A$152:$A$154,_xlfn.XLOOKUP(AA$6,Daten!$B$151:$M$151,Daten!$B$152:$M$154))\n+IF($G166>_xlfn.XLOOKUP($D166,GI!$C$77:$G$77,GI!$C$80:$G$80),($G166-_xlfn.XLOOKUP($D166,GI!$C$77:$G$77,GI!$C$80:$G$80))/4,0))\n*_xlfn.XLOOKUP(AA$6,Daten!$B$151:$M$151,Daten!$B$150:$M$150)*$T166*24/1000)","v":0},{"$f":"IF($D166=\"\",0,(_xlfn.XLOOKUP($D166,Daten!$A$152:$A$154,_xlfn.XLOOKUP(AB$6,Daten!$B$151:$M$151,Daten!$B$152:$M$154))\n+IF($G166>_xlfn.XLOOKUP($D166,GI!$C$77:$G$77,GI!$C$80:$G$80),($G166-_xlfn.XLOOKUP($D166,GI!$C$77:$G$77,GI!$C$80:$G$80))/4,0))\n*_xlfn.XLOOKUP(AB$6,Daten!$B$151:$M$151,Daten!$B$150:$M$150)*$T166*24/1000)","v":0},{"$f":"IF($D166=\"\",0,(_xlfn.XLOOKUP($D166,Daten!$A$152:$A$154,_xlfn.XLOOKUP(AC$6,Daten!$B$151:$M$151,Daten!$B$152:$M$154))\n+IF($G166>_xlfn.XLOOKUP($D166,GI!$C$77:$G$77,GI!$C$80:$G$80),($G166-_xlfn.XLOOKUP($D166,GI!$C$77:$G$77,GI!$C$80:$G$80))/4,0))\n*_xlfn.XLOOKUP(AC$6,Daten!$B$151:$M$151,Daten!$B$150:$M$150)*$T166*24/1000)","v":0},{"$f":"IF($D166=\"\",0,(_xlfn.XLOOKUP($D166,Daten!$A$152:$A$154,_xlfn.XLOOKUP(AD$6,Daten!$B$151:$M$151,Daten!$B$152:$M$154))\n+IF($G166>_xlfn.XLOOKUP($D166,GI!$C$77:$G$77,GI!$C$80:$G$80),($G166-_xlfn.XLOOKUP($D166,GI!$C$77:$G$77,GI!$C$80:$G$80))/4,0))\n*_xlfn.XLOOKUP(AD$6,Daten!$B$151:$M$151,Daten!$B$150:$M$150)*$T166*24/1000)","v":0},{"$f":"IF($D166=\"\",0,(_xlfn.XLOOKUP($D166,Daten!$A$152:$A$154,_xlfn.XLOOKUP(AE$6,Daten!$B$151:$M$151,Daten!$B$152:$M$154))\n+IF($G166>_xlfn.XLOOKUP($D166,GI!$C$77:$G$77,GI!$C$80:$G$80),($G166-_xlfn.XLOOKUP($D166,GI!$C$77:$G$77,GI!$C$80:$G$80))/4,0))\n*_xlfn.XLOOKUP(AE$6,Daten!$B$151:$M$151,Daten!$B$150:$M$150)*$T166*24/1000)","v":0},{"$f":"IF($D166=\"\",0,(_xlfn.XLOOKUP($D166,Daten!$A$152:$A$154,_xlfn.XLOOKUP(AF$6,Daten!$B$151:$M$151,Daten!$B$152:$M$154))\n+IF($G166>_xlfn.XLOOKUP($D166,GI!$C$77:$G$77,GI!$C$80:$G$80),($G166-_xlfn.XLOOKUP($D166,GI!$C$77:$G$77,GI!$C$80:$G$80))/4,0))\n*_xlfn.XLOOKUP(AF$6,Daten!$B$151:$M$151,Daten!$B$150:$M$150)*$T166*24/1000)","v":0},0]
[{"$nulls":7},"",{"$nulls":11},0,{"$f":"IF($D167=\"\",0,(_xlfn.XLOOKUP($D167,Daten!$A$152:$A$154,_xlfn.XLOOKUP(U$6,Daten!$B$151:$M$151,Daten!$B$152:$M$154))\n+IF($G167>_xlfn.XLOOKUP($D167,GI!$C$77:$G$77,GI!$C$80:$G$80),($G167-_xlfn.XLOOKUP($D167,GI!$C$77:$G$77,GI!$C$80:$G$80))/4,0))\n*_xlfn.XLOOKUP(U$6,Daten!$B$151:$M$151,Daten!$B$150:$M$150)*$T167*24/1000)","v":0},{"$f":"IF($D167=\"\",0,(_xlfn.XLOOKUP($D167,Daten!$A$152:$A$154,_xlfn.XLOOKUP(V$6,Daten!$B$151:$M$151,Daten!$B$152:$M$154))\n+IF($G167>_xlfn.XLOOKUP($D167,GI!$C$77:$G$77,GI!$C$80:$G$80),($G167-_xlfn.XLOOKUP($D167,GI!$C$77:$G$77,GI!$C$80:$G$80))/4,0))\n*_xlfn.XLOOKUP(V$6,Daten!$B$151:$M$151,Daten!$B$150:$M$150)*$T167*24/1000)","v":0},{"$f":"IF($D167=\"\",0,(_xlfn.XLOOKUP($D167,Daten!$A$152:$A$154,_xlfn.XLOOKUP(W$6,Daten!$B$151:$M$151,Daten!$B$152:$M$154))\n+IF($G167>_xlfn.XLOOKUP($D167,GI!$C$77:$G$77,GI!$C$80:$G$80),($G167-_xlfn.XLOOKUP($D167,GI!$C$77:$G$77,GI!$C$80:$G$80))/4,0))\n*_xlfn.XLOOKUP(W$6,Daten!$B$151:$M$151,Daten!$B$150:$M$150)*$T167*24/1000)","v":0},{"$f":"IF($D167=\"\",0,(_xlfn.XLOOKUP($D167,Daten!$A$152:$A$154,_xlfn.XLOOKUP(X$6,Daten!$B$151:$M$151,Daten!$B$152:$M$154))\n+IF($G167>_xlfn.XLOOKUP($D167,GI!$C$77:$G$77,GI!$C$80:$G$80),($G167-_xlfn.XLOOKUP($D167,GI!$C$77:$G$77,GI!$C$80:$G$80))/4,0))\n*_xlfn.XLOOKUP(X$6,Daten!$B$151:$M$151,Daten!$B$150:$M$150)*$T167*24/1000)","v":0},{"$f":"IF($D167=\"\",0,(_xlfn.XLOOKUP($D167,Daten!$A$152:$A$154,_xlfn.XLOOKUP(Y$6,Daten!$B$151:$M$151,Daten!$B$152:$M$154))\n+IF($G167>_xlfn.XLOOKUP($D167,GI!$C$77:$G$77,GI!$C$80:$G$80),($G167-_xlfn.XLOOKUP($D167,GI!$C$77:$G$77,GI!$C$80:$G$80))/4,0))\n*_xlfn.XLOOKUP(Y$6,Daten!$B$151:$M$151,Daten!$B$150:$M$150)*$T167*24/1000)","v":0},{"$f":"IF($D167=\"\",0,(_xlfn.XLOOKUP($D167,Daten!$A$152:$A$154,_xlfn.XLOOKUP(Z$6,Daten!$B$151:$M$151,Daten!$B$152:$M$154))\n+IF($G167>_xlfn.XLOOKUP($D167,GI!$C$77:$G$77,GI!$C$80:$G$80),($G167-_xlfn.XLOOKUP($D167,GI!$C$77:$G$77,GI!$C$80:$G$80))/4,0))\n*_xlfn.XLOOKUP(Z$6,Daten!$B$151:$M$151,Daten!$B$150:$M$150)*$T167*24/1000)","v":0},{"$f":"IF($D167=\"\",0,(_xlfn.XLOOKUP($D167,Daten!$A$152:$A$154,_xlfn.XLOOKUP(AA$6,Daten!$B$151:$M$151,Daten!$B$152:$M$154))\n+IF($G167>_xlfn.XLOOKUP($D167,GI!$C$77:$G$77,GI!$C$80:$G$80),($G167-_xlfn.XLOOKUP($D167,GI!$C$77:$G$77,GI!$C$80:$G$80))/4,0))\n*_xlfn.XLOOKUP(AA$6,Daten!$B$151:$M$151,Daten!$B$150:$M$150)*$T167*24/1000)","v":0},{"$f":"IF($D167=\"\",0,(_xlfn.XLOOKUP($D167,Daten!$A$152:$A$154,_xlfn.XLOOKUP(AB$6,Daten!$B$151:$M$151,Daten!$B$152:$M$154))\n+IF($G167>_xlfn.XLOOKUP($D167,GI!$C$77:$G$77,GI!$C$80:$G$80),($G167-_xlfn.XLOOKUP($D167,GI!$C$77:$G$77,GI!$C$80:$G$80))/4,0))\n*_xlfn.XLOOKUP(AB$6,Daten!$B$151:$M$151,Daten!$B$150:$M$150)*$T167*24/1000)","v":0},{"$f":"IF($D167=\"\",0,(_xlfn.XLOOKUP($D167,Daten!$A$152:$A$154,_xlfn.XLOOKUP(AC$6,Daten!$B$151:$M$151,Daten!$B$152:$M$154))\n+IF($G167>_xlfn.XLOOKUP($D167,GI!$C$77:$G$77,GI!$C$80:$G$80),($G167-_xlfn.XLOOKUP($D167,GI!$C$77:$G$77,GI!$C$80:$G$80))/4,0))\n*_xlfn.XLOOKUP(AC$6,Daten!$B$151:$M$151,Daten!$B$150:$M$150)*$T167*24/1000)","v":0},{"$f":"IF($D167=\"\",0,(_xlfn.XLOOKUP($D167,Daten!$A$152:$A$154,_xlfn.XLOOKUP(AD$6,Daten!$B$151:$M$151,Daten!$B$152:$M$154))\n+IF($G167>_xlfn.XLOOKUP($D167,GI!$C$77:$G$77,GI!$C$80:$G$80),($G167-_xlfn.XLOOKUP($D167,GI!$C$77:$G$77,GI!$C$80:$G$80))/4,0))\n*_xlfn.XLOOKUP(AD$6,Daten!$B$151:$M$151,Daten!$B$150:$M$150)*$T167*24/1000)","v":0},{"$f":"IF($D167=\"\",0,(_xlfn.XLOOKUP($D167,Daten!$A$152:$A$154,_xlfn.XLOOKUP(AE$6,Daten!$B$151:$M$151,Daten!$B$152:$M$154))\n+IF($G167>_xlfn.XLOOKUP($D167,GI!$C$77:$G$77,GI!$C$80:$G$80),($G167-_xlfn.XLOOKUP($D167,GI!$C$77:$G$77,GI!$C$80:$G$80))/4,0))\n*_xlfn.XLOOKUP(AE$6,Daten!$B$151:$M$151,Daten!$B$150:$M$150)*$T167*24/1000)","v":0},{"$f":"IF($D167=\"\",0,(_xlfn.XLOOKUP($D167,Daten!$A$152:$A$154,_xlfn.XLOOKUP(AF$6,Daten!$B$151:$M$151,Daten!$B$152:$M$154))\n+IF($G167>_xlfn.XLOOKUP($D167,GI!$C$77:$G$77,GI!$C$80:$G$80),($G167-_xlfn.XLOOKUP($D167,GI!$C$77:$G$77,GI!$C$80:$G$80))/4,0))\n*_xlfn.XLOOKUP(AF$6,Daten!$B$151:$M$151,Daten!$B$150:$M$150)*$T167*24/1000)","v":0},0]
[]
[null,null,"3.1.1 Fotos, Beschreibungen und Bemerkungen"]
[null,null,"Freitext. "]
[]
[null,null,"3.2 punktuelle Wärmebrücken",null,"Anzahl","Chi-Wert"]
[{"$nulls":4},"[-]","[W/k]"]
[{"$nulls":7},"",{"$nulls":11},0,{"$f":"IF($D174=\"\",0,(_xlfn.XLOOKUP($D174,Daten!$A$152:$A$154,_xlfn.XLOOKUP(U$6,Daten!$B$151:$M$151,Daten!$B$152:$M$154))\n+IF($G174>_xlfn.XLOOKUP($D174,GI!$C$77:$G$77,GI!$C$80:$G$80),($G174-_xlfn.XLOOKUP($D174,GI!$C$77:$G$77,GI!$C$80:$G$80))/4,0))\n*_xlfn.XLOOKUP(U$6,Daten!$B$151:$M$151,Daten!$B$150:$M$150)*$T174*24/1000)","v":0},{"$f":"IF($D174=\"\",0,(_xlfn.XLOOKUP($D174,Daten!$A$152:$A$154,_xlfn.XLOOKUP(V$6,Daten!$B$151:$M$151,Daten!$B$152:$M$154))\n+IF($G174>_xlfn.XLOOKUP($D174,GI!$C$77:$G$77,GI!$C$80:$G$80),($G174-_xlfn.XLOOKUP($D174,GI!$C$77:$G$77,GI!$C$80:$G$80))/4,0))\n*_xlfn.XLOOKUP(V$6,Daten!$B$151:$M$151,Daten!$B$150:$M$150)*$T174*24/1000)","v":0},{"$f":"IF($D174=\"\",0,(_xlfn.XLOOKUP($D174,Daten!$A$152:$A$154,_xlfn.XLOOKUP(W$6,Daten!$B$151:$M$151,Daten!$B$152:$M$154))\n+IF($G174>_xlfn.XLOOKUP($D174,GI!$C$77:$G$77,GI!$C$80:$G$80),($G174-_xlfn.XLOOKUP($D174,GI!$C$77:$G$77,GI!$C$80:$G$80))/4,0))\n*_xlfn.XLOOKUP(W$6,Daten!$B$151:$M$151,Daten!$B$150:$M$150)*$T174*24/1000)","v":0},{"$f":"IF($D174=\"\",0,(_xlfn.XLOOKUP($D174,Daten!$A$152:$A$154,_xlfn.XLOOKUP(X$6,Daten!$B$151:$M$151,Daten!$B$152:$M$154))\n+IF($G174>_xlfn.XLOOKUP($D174,GI!$C$77:$G$77,GI!$C$80:$G$80),($G174-_xlfn.XLOOKUP($D174,GI!$C$77:$G$77,GI!$C$80:$G$80))/4,0))\n*_xlfn.XLOOKUP(X$6,Daten!$B$151:$M$151,Daten!$B$150:$M$150)*$T174*24/1000)","v":0},{"$f":"IF($D174=\"\",0,(_xlfn.XLOOKUP($D174,Daten!$A$152:$A$154,_xlfn.XLOOKUP(Y$6,Daten!$B$151:$M$151,Daten!$B$152:$M$154))\n+IF($G174>_xlfn.XLOOKUP($D174,GI!$C$77:$G$77,GI!$C$80:$G$80),($G174-_xlfn.XLOOKUP($D174,GI!$C$77:$G$77,GI!$C$80:$G$80))/4,0))\n*_xlfn.XLOOKUP(Y$6,Daten!$B$151:$M$151,Daten!$B$150:$M$150)*$T174*24/1000)","v":0},{"$f":"IF($D174=\"\",0,(_xlfn.XLOOKUP($D174,Daten!$A$152:$A$154,_xlfn.XLOOKUP(Z$6,Daten!$B$151:$M$151,Daten!$B$152:$M$154))\n+IF($G174>_xlfn.XLOOKUP($D174,GI!$C$77:$G$77,GI!$C$80:$G$80),($G174-_xlfn.XLOOKUP($D174,GI!$C$77:$G$77,GI!$C$80:$G$80))/4,0))\n*_xlfn.XLOOKUP(Z$6,Daten!$B$151:$M$151,Daten!$B$150:$M$150)*$T174*24/1000)","v":0},{"$f":"IF($D174=\"\",0,(_xlfn.XLOOKUP($D174,Daten!$A$152:$A$154,_xlfn.XLOOKUP(AA$6,Daten!$B$151:$M$151,Daten!$B$152:$M$154))\n+IF($G174>_xlfn.XLOOKUP($D174,GI!$C$77:$G$77,GI!$C$80:$G$80),($G174-_xlfn.XLOOKUP($D174,GI!$C$77:$G$77,GI!$C$80:$G$80))/4,0))\n*_xlfn.XLOOKUP(AA$6,Daten!$B$151:$M$151,Daten!$B$150:$M$150)*$T174*24/1000)","v":0},{"$f":"IF($D174=\"\",0,(_xlfn.XLOOKUP($D174,Daten!$A$152:$A$154,_xlfn.XLOOKUP(AB$6,Daten!$B$151:$M$151,Daten!$B$152:$M$154))\n+IF($G174>_xlfn.XLOOKUP($D174,GI!$C$77:$G$77,GI!$C$80:$G$80),($G174-_xlfn.XLOOKUP($D174,GI!$C$77:$G$77,GI!$C$80:$G$80))/4,0))\n*_xlfn.XLOOKUP(AB$6,Daten!$B$151:$M$151,Daten!$B$150:$M$150)*$T174*24/1000)","v":0},{"$f":"IF($D174=\"\",0,(_xlfn.XLOOKUP($D174,Daten!$A$152:$A$154,_xlfn.XLOOKUP(AC$6,Daten!$B$151:$M$151,Daten!$B$152:$M$154))\n+IF($G174>_xlfn.XLOOKUP($D174,GI!$C$77:$G$77,GI!$C$80:$G$80),($G174-_xlfn.XLOOKUP($D174,GI!$C$77:$G$77,GI!$C$80:$G$80))/4,0))\n*_xlfn.XLOOKUP(AC$6,Daten!$B$151:$M$151,Daten!$B$150:$M$150)*$T174*24/1000)","v":0},{"$f":"IF($D174=\"\",0,(_xlfn.XLOOKUP($D174,Daten!$A$152:$A$154,_xlfn.XLOOKUP(AD$6,Daten!$B$151:$M$151,Daten!$B$152:$M$154))\n+IF($G174>_xlfn.XLOOKUP($D174,GI!$C$77:$G$77,GI!$C$80:$G$80),($G174-_xlfn.XLOOKUP($D174,GI!$C$77:$G$77,GI!$C$80:$G$80))/4,0))\n*_xlfn.XLOOKUP(AD$6,Daten!$B$151:$M$151,Daten!$B$150:$M$150)*$T174*24/1000)","v":0},{"$f":"IF($D174=\"\",0,(_xlfn.XLOOKUP($D174,Daten!$A$152:$A$154,_xlfn.XLOOKUP(AE$6,Daten!$B$151:$M$151,Daten!$B$152:$M$154))\n+IF($G174>_xlfn.XLOOKUP($D174,GI!$C$77:$G$77,GI!$C$80:$G$80),($G174-_xlfn.XLOOKUP($D174,GI!$C$77:$G$77,GI!$C$80:$G$80))/4,0))\n*_xlfn.XLOOKUP(AE$6,Daten!$B$151:$M$151,Daten!$B$150:$M$150)*$T174*24/1000)","v":0},{"$f":"IF($D174=\"\",0,(_xlfn.XLOOKUP($D174,Daten!$A$152:$A$154,_xlfn.XLOOKUP(AF$6,Daten!$B$151:$M$151,Daten!$B$152:$M$154))\n+IF($G174>_xlfn.XLOOKUP($D174,GI!$C$77:$G$77,GI!$C$80:$G$80),($G174-_xlfn.XLOOKUP($D174,GI!$C$77:$G$77,GI!$C$80:$G$80))/4,0))\n*_xlfn.XLOOKUP(AF$6,Daten!$B$151:$M$151,Daten!$B$150:$M$150)*$T174*24/1000)","v":0},{"$f":"SUM(U174:AF174)","v":0}]
[{"$nulls":7},"",{"$nulls":11},0,{"$f":"IF($D175=\"\",0,(_xlfn.XLOOKUP($D175,Daten!$A$152:$A$154,_xlfn.XLOOKUP(U$6,Daten!$B$151:$M$151,Daten!$B$152:$M$154))\n+IF($G175>_xlfn.XLOOKUP($D175,GI!$C$77:$G$77,GI!$C$80:$G$80),($G175-_xlfn.XLOOKUP($D175,GI!$C$77:$G$77,GI!$C$80:$G$80))/4,0))\n*_xlfn.XLOOKUP(U$6,Daten!$B$151:$M$151,Daten!$B$150:$M$150)*$T175*24/1000)","v":0},{"$f":"IF($D175=\"\",0,(_xlfn.XLOOKUP($D175,Daten!$A$152:$A$154,_xlfn.XLOOKUP(V$6,Daten!$B$151:$M$151,Daten!$B$152:$M$154))\n+IF($G175>_xlfn.XLOOKUP($D175,GI!$C$77:$G$77,GI!$C$80:$G$80),($G175-_xlfn.XLOOKUP($D175,GI!$C$77:$G$77,GI!$C$80:$G$80))/4,0))\n*_xlfn.XLOOKUP(V$6,Daten!$B$151:$M$151,Daten!$B$150:$M$150)*$T175*24/1000)","v":0},{"$f":"IF($D175=\"\",0,(_xlfn.XLOOKUP($D175,Daten!$A$152:$A$154,_xlfn.XLOOKUP(W$6,Daten!$B$151:$M$151,Daten!$B$152:$M$154))\n+IF($G175>_xlfn.XLOOKUP($D175,GI!$C$77:$G$77,GI!$C$80:$G$80),($G175-_xlfn.XLOOKUP($D175,GI!$C$77:$G$77,GI!$C$80:$G$80))/4,0))\n*_xlfn.XLOOKUP(W$6,Daten!$B$151:$M$151,Daten!$B$150:$M$150)*$T175*24/1000)","v":0},{"$f":"IF($D175=\"\",0,(_xlfn.XLOOKUP($D175,Daten!$A$152:$A$154,_xlfn.XLOOKUP(X$6,Daten!$B$151:$M$151,Daten!$B$152:$M$154))\n+IF($G175>_xlfn.XLOOKUP($D175,GI!$C$77:$G$77,GI!$C$80:$G$80),($G175-_xlfn.XLOOKUP($D175,GI!$C$77:$G$77,GI!$C$80:$G$80))/4,0))\n*_xlfn.XLOOKUP(X$6,Daten!$B$151:$M$151,Daten!$B$150:$M$150)*$T175*24/1000)","v":0},{"$f":"IF($D175=\"\",0,(_xlfn.XLOOKUP($D175,Daten!$A$152:$A$154,_xlfn.XLOOKUP(Y$6,Daten!$B$151:$M$151,Daten!$B$152:$M$154))\n+IF($G175>_xlfn.XLOOKUP($D175,GI!$C$77:$G$77,GI!$C$80:$G$80),($G175-_xlfn.XLOOKUP($D175,GI!$C$77:$G$77,GI!$C$80:$G$80))/4,0))\n*_xlfn.XLOOKUP(Y$6,Daten!$B$151:$M$151,Daten!$B$150:$M$150)*$T175*24/1000)","v":0},{"$f":"IF($D175=\"\",0,(_xlfn.XLOOKUP($D175,Daten!$A$152:$A$154,_xlfn.XLOOKUP(Z$6,Daten!$B$151:$M$151,Daten!$B$152:$M$154))\n+IF($G175>_xlfn.XLOOKUP($D175,GI!$C$77:$G$77,GI!$C$80:$G$80),($G175-_xlfn.XLOOKUP($D175,GI!$C$77:$G$77,GI!$C$80:$G$80))/4,0))\n*_xlfn.XLOOKUP(Z$6,Daten!$B$151:$M$151,Daten!$B$150:$M$150)*$T175*24/1000)","v":0},{"$f":"IF($D175=\"\",0,(_xlfn.XLOOKUP($D175,Daten!$A$152:$A$154,_xlfn.XLOOKUP(AA$6,Daten!$B$151:$M$151,Daten!$B$152:$M$154))\n+IF($G175>_xlfn.XLOOKUP($D175,GI!$C$77:$G$77,GI!$C$80:$G$80),($G175-_xlfn.XLOOKUP($D175,GI!$C$77:$G$77,GI!$C$80:$G$80))/4,0))\n*_xlfn.XLOOKUP(AA$6,Daten!$B$151:$M$151,Daten!$B$150:$M$150)*$T175*24/1000)","v":0},{"$f":"IF($D175=\"\",0,(_xlfn.XLOOKUP($D175,Daten!$A$152:$A$154,_xlfn.XLOOKUP(AB$6,Daten!$B$151:$M$151,Daten!$B$152:$M$154))\n+IF($G175>_xlfn.XLOOKUP($D175,GI!$C$77:$G$77,GI!$C$80:$G$80),($G175-_xlfn.XLOOKUP($D175,GI!$C$77:$G$77,GI!$C$80:$G$80))/4,0))\n*_xlfn.XLOOKUP(AB$6,Daten!$B$151:$M$151,Daten!$B$150:$M$150)*$T175*24/1000)","v":0},{"$f":"IF($D175=\"\",0,(_xlfn.XLOOKUP($D175,Daten!$A$152:$A$154,_xlfn.XLOOKUP(AC$6,Daten!$B$151:$M$151,Daten!$B$152:$M$154))\n+IF($G175>_xlfn.XLOOKUP($D175,GI!$C$77:$G$77,GI!$C$80:$G$80),($G175-_xlfn.XLOOKUP($D175,GI!$C$77:$G$77,GI!$C$80:$G$80))/4,0))\n*_xlfn.XLOOKUP(AC$6,Daten!$B$151:$M$151,Daten!$B$150:$M$150)*$T175*24/1000)","v":0},{"$f":"IF($D175=\"\",0,(_xlfn.XLOOKUP($D175,Daten!$A$152:$A$154,_xlfn.XLOOKUP(AD$6,Daten!$B$151:$M$151,Daten!$B$152:$M$154))\n+IF($G175>_xlfn.XLOOKUP($D175,GI!$C$77:$G$77,GI!$C$80:$G$80),($G175-_xlfn.XLOOKUP($D175,GI!$C$77:$G$77,GI!$C$80:$G$80))/4,0))\n*_xlfn.XLOOKUP(AD$6,Daten!$B$151:$M$151,Daten!$B$150:$M$150)*$T175*24/1000)","v":0},{"$f":"IF($D175=\"\",0,(_xlfn.XLOOKUP($D175,Daten!$A$152:$A$154,_xlfn.XLOOKUP(AE$6,Daten!$B$151:$M$151,Daten!$B$152:$M$154))\n+IF($G175>_xlfn.XLOOKUP($D175,GI!$C$77:$G$77,GI!$C$80:$G$80),($G175-_xlfn.XLOOKUP($D175,GI!$C$77:$G$77,GI!$C$80:$G$80))/4,0))\n*_xlfn.XLOOKUP(AE$6,Daten!$B$151:$M$151,Daten!$B$150:$M$150)*$T175*24/1000)","v":0},{"$f":"IF($D175=\"\",0,(_xlfn.XLOOKUP($D175,Daten!$A$152:$A$154,_xlfn.XLOOKUP(AF$6,Daten!$B$151:$M$151,Daten!$B$152:$M$154))\n+IF($G175>_xlfn.XLOOKUP($D175,GI!$C$77:$G$77,GI!$C$80:$G$80),($G175-_xlfn.XLOOKUP($D175,GI!$C$77:$G$77,GI!$C$80:$G$80))/4,0))\n*_xlfn.XLOOKUP(AF$6,Daten!$B$151:$M$151,Daten!$B$150:$M$150)*$T175*24/1000)","v":0},0]
[{"$nulls":7},"",{"$nulls":11},0,{"$f":"IF($D176=\"\",0,(_xlfn.XLOOKUP($D176,Daten!$A$152:$A$154,_xlfn.XLOOKUP(U$6,Daten!$B$151:$M$151,Daten!$B$152:$M$154))\n+IF($G176>_xlfn.XLOOKUP($D176,GI!$C$77:$G$77,GI!$C$80:$G$80),($G176-_xlfn.XLOOKUP($D176,GI!$C$77:$G$77,GI!$C$80:$G$80))/4,0))\n*_xlfn.XLOOKUP(U$6,Daten!$B$151:$M$151,Daten!$B$150:$M$150)*$T176*24/1000)","v":0},{"$f":"IF($D176=\"\",0,(_xlfn.XLOOKUP($D176,Daten!$A$152:$A$154,_xlfn.XLOOKUP(V$6,Daten!$B$151:$M$151,Daten!$B$152:$M$154))\n+IF($G176>_xlfn.XLOOKUP($D176,GI!$C$77:$G$77,GI!$C$80:$G$80),($G176-_xlfn.XLOOKUP($D176,GI!$C$77:$G$77,GI!$C$80:$G$80))/4,0))\n*_xlfn.XLOOKUP(V$6,Daten!$B$151:$M$151,Daten!$B$150:$M$150)*$T176*24/1000)","v":0},{"$f":"IF($D176=\"\",0,(_xlfn.XLOOKUP($D176,Daten!$A$152:$A$154,_xlfn.XLOOKUP(W$6,Daten!$B$151:$M$151,Daten!$B$152:$M$154))\n+IF($G176>_xlfn.XLOOKUP($D176,GI!$C$77:$G$77,GI!$C$80:$G$80),($G176-_xlfn.XLOOKUP($D176,GI!$C$77:$G$77,GI!$C$80:$G$80))/4,0))\n*_xlfn.XLOOKUP(W$6,Daten!$B$151:$M$151,Daten!$B$150:$M$150)*$T176*24/1000)","v":0},{"$f":"IF($D176=\"\",0,(_xlfn.XLOOKUP($D176,Daten!$A$152:$A$154,_xlfn.XLOOKUP(X$6,Daten!$B$151:$M$151,Daten!$B$152:$M$154))\n+IF($G176>_xlfn.XLOOKUP($D176,GI!$C$77:$G$77,GI!$C$80:$G$80),($G176-_xlfn.XLOOKUP($D176,GI!$C$77:$G$77,GI!$C$80:$G$80))/4,0))\n*_xlfn.XLOOKUP(X$6,Daten!$B$151:$M$151,Daten!$B$150:$M$150)*$T176*24/1000)","v":0},{"$f":"IF($D176=\"\",0,(_xlfn.XLOOKUP($D176,Daten!$A$152:$A$154,_xlfn.XLOOKUP(Y$6,Daten!$B$151:$M$151,Daten!$B$152:$M$154))\n+IF($G176>_xlfn.XLOOKUP($D176,GI!$C$77:$G$77,GI!$C$80:$G$80),($G176-_xlfn.XLOOKUP($D176,GI!$C$77:$G$77,GI!$C$80:$G$80))/4,0))\n*_xlfn.XLOOKUP(Y$6,Daten!$B$151:$M$151,Daten!$B$150:$M$150)*$T176*24/1000)","v":0},{"$f":"IF($D176=\"\",0,(_xlfn.XLOOKUP($D176,Daten!$A$152:$A$154,_xlfn.XLOOKUP(Z$6,Daten!$B$151:$M$151,Daten!$B$152:$M$154))\n+IF($G176>_xlfn.XLOOKUP($D176,GI!$C$77:$G$77,GI!$C$80:$G$80),($G176-_xlfn.XLOOKUP($D176,GI!$C$77:$G$77,GI!$C$80:$G$80))/4,0))\n*_xlfn.XLOOKUP(Z$6,Daten!$B$151:$M$151,Daten!$B$150:$M$150)*$T176*24/1000)","v":0},{"$f":"IF($D176=\"\",0,(_xlfn.XLOOKUP($D176,Daten!$A$152:$A$154,_xlfn.XLOOKUP(AA$6,Daten!$B$151:$M$151,Daten!$B$152:$M$154))\n+IF($G176>_xlfn.XLOOKUP($D176,GI!$C$77:$G$77,GI!$C$80:$G$80),($G176-_xlfn.XLOOKUP($D176,GI!$C$77:$G$77,GI!$C$80:$G$80))/4,0))\n*_xlfn.XLOOKUP(AA$6,Daten!$B$151:$M$151,Daten!$B$150:$M$150)*$T176*24/1000)","v":0},{"$f":"IF($D176=\"\",0,(_xlfn.XLOOKUP($D176,Daten!$A$152:$A$154,_xlfn.XLOOKUP(AB$6,Daten!$B$151:$M$151,Daten!$B$152:$M$154))\n+IF($G176>_xlfn.XLOOKUP($D176,GI!$C$77:$G$77,GI!$C$80:$G$80),($G176-_xlfn.XLOOKUP($D176,GI!$C$77:$G$77,GI!$C$80:$G$80))/4,0))\n*_xlfn.XLOOKUP(AB$6,Daten!$B$151:$M$151,Daten!$B$150:$M$150)*$T176*24/1000)","v":0},{"$f":"IF($D176=\"\",0,(_xlfn.XLOOKUP($D176,Daten!$A$152:$A$154,_xlfn.XLOOKUP(AC$6,Daten!$B$151:$M$151,Daten!$B$152:$M$154))\n+IF($G176>_xlfn.XLOOKUP($D176,GI!$C$77:$G$77,GI!$C$80:$G$80),($G176-_xlfn.XLOOKUP($D176,GI!$C$77:$G$77,GI!$C$80:$G$80))/4,0))\n*_xlfn.XLOOKUP(AC$6,Daten!$B$151:$M$151,Daten!$B$150:$M$150)*$T176*24/1000)","v":0},{"$f":"IF($D176=\"\",0,(_xlfn.XLOOKUP($D176,Daten!$A$152:$A$154,_xlfn.XLOOKUP(AD$6,Daten!$B$151:$M$151,Daten!$B$152:$M$154))\n+IF($G176>_xlfn.XLOOKUP($D176,GI!$C$77:$G$77,GI!$C$80:$G$80),($G176-_xlfn.XLOOKUP($D176,GI!$C$77:$G$77,GI!$C$80:$G$80))/4,0))\n*_xlfn.XLOOKUP(AD$6,Daten!$B$151:$M$151,Daten!$B$150:$M$150)*$T176*24/1000)","v":0},{"$f":"IF($D176=\"\",0,(_xlfn.XLOOKUP($D176,Daten!$A$152:$A$154,_xlfn.XLOOKUP(AE$6,Daten!$B$151:$M$151,Daten!$B$152:$M$154))\n+IF($G176>_xlfn.XLOOKUP($D176,GI!$C$77:$G$77,GI!$C$80:$G$80),($G176-_xlfn.XLOOKUP($D176,GI!$C$77:$G$77,GI!$C$80:$G$80))/4,0))\n*_xlfn.XLOOKUP(AE$6,Daten!$B$151:$M$151,Daten!$B$150:$M$150)*$T176*24/1000)","v":0},{"$f":"IF($D176=\"\",0,(_xlfn.XLOOKUP($D176,Daten!$A$152:$A$154,_xlfn.XLOOKUP(AF$6,Daten!$B$151:$M$151,Daten!$B$152:$M$154))\n+IF($G176>_xlfn.XLOOKUP($D176,GI!$C$77:$G$77,GI!$C$80:$G$80),($G176-_xlfn.XLOOKUP($D176,GI!$C$77:$G$77,GI!$C$80:$G$80))/4,0))\n*_xlfn.XLOOKUP(AF$6,Daten!$B$151:$M$151,Daten!$B$150:$M$150)*$T176*24/1000)","v":0},0]
[{"$nulls":7},"",{"$nulls":11},0,{"$f":"IF($D177=\"\",0,(_xlfn.XLOOKUP($D177,Daten!$A$152:$A$154,_xlfn.XLOOKUP(U$6,Daten!$B$151:$M$151,Daten!$B$152:$M$154))\n+IF($G177>_xlfn.XLOOKUP($D177,GI!$C$77:$G$77,GI!$C$80:$G$80),($G177-_xlfn.XLOOKUP($D177,GI!$C$77:$G$77,GI!$C$80:$G$80))/4,0))\n*_xlfn.XLOOKUP(U$6,Daten!$B$151:$M$151,Daten!$B$150:$M$150)*$T177*24/1000)","v":0},{"$f":"IF($D177=\"\",0,(_xlfn.XLOOKUP($D177,Daten!$A$152:$A$154,_xlfn.XLOOKUP(V$6,Daten!$B$151:$M$151,Daten!$B$152:$M$154))\n+IF($G177>_xlfn.XLOOKUP($D177,GI!$C$77:$G$77,GI!$C$80:$G$80),($G177-_xlfn.XLOOKUP($D177,GI!$C$77:$G$77,GI!$C$80:$G$80))/4,0))\n*_xlfn.XLOOKUP(V$6,Daten!$B$151:$M$151,Daten!$B$150:$M$150)*$T177*24/1000)","v":0},{"$f":"IF($D177=\"\",0,(_xlfn.XLOOKUP($D177,Daten!$A$152:$A$154,_xlfn.XLOOKUP(W$6,Daten!$B$151:$M$151,Daten!$B$152:$M$154))\n+IF($G177>_xlfn.XLOOKUP($D177,GI!$C$77:$G$77,GI!$C$80:$G$80),($G177-_xlfn.XLOOKUP($D177,GI!$C$77:$G$77,GI!$C$80:$G$80))/4,0))\n*_xlfn.XLOOKUP(W$6,Daten!$B$151:$M$151,Daten!$B$150:$M$150)*$T177*24/1000)","v":0},{"$f":"IF($D177=\"\",0,(_xlfn.XLOOKUP($D177,Daten!$A$152:$A$154,_xlfn.XLOOKUP(X$6,Daten!$B$151:$M$151,Daten!$B$152:$M$154))\n+IF($G177>_xlfn.XLOOKUP($D177,GI!$C$77:$G$77,GI!$C$80:$G$80),($G177-_xlfn.XLOOKUP($D177,GI!$C$77:$G$77,GI!$C$80:$G$80))/4,0))\n*_xlfn.XLOOKUP(X$6,Daten!$B$151:$M$151,Daten!$B$150:$M$150)*$T177*24/1000)","v":0},{"$f":"IF($D177=\"\",0,(_xlfn.XLOOKUP($D177,Daten!$A$152:$A$154,_xlfn.XLOOKUP(Y$6,Daten!$B$151:$M$151,Daten!$B$152:$M$154))\n+IF($G177>_xlfn.XLOOKUP($D177,GI!$C$77:$G$77,GI!$C$80:$G$80),($G177-_xlfn.XLOOKUP($D177,GI!$C$77:$G$77,GI!$C$80:$G$80))/4,0))\n*_xlfn.XLOOKUP(Y$6,Daten!$B$151:$M$151,Daten!$B$150:$M$150)*$T177*24/1000)","v":0},{"$f":"IF($D177=\"\",0,(_xlfn.XLOOKUP($D177,Daten!$A$152:$A$154,_xlfn.XLOOKUP(Z$6,Daten!$B$151:$M$151,Daten!$B$152:$M$154))\n+IF($G177>_xlfn.XLOOKUP($D177,GI!$C$77:$G$77,GI!$C$80:$G$80),($G177-_xlfn.XLOOKUP($D177,GI!$C$77:$G$77,GI!$C$80:$G$80))/4,0))\n*_xlfn.XLOOKUP(Z$6,Daten!$B$151:$M$151,Daten!$B$150:$M$150)*$T177*24/1000)","v":0},{"$f":"IF($D177=\"\",0,(_xlfn.XLOOKUP($D177,Daten!$A$152:$A$154,_xlfn.XLOOKUP(AA$6,Daten!$B$151:$M$151,Daten!$B$152:$M$154))\n+IF($G177>_xlfn.XLOOKUP($D177,GI!$C$77:$G$77,GI!$C$80:$G$80),($G177-_xlfn.XLOOKUP($D177,GI!$C$77:$G$77,GI!$C$80:$G$80))/4,0))\n*_xlfn.XLOOKUP(AA$6,Daten!$B$151:$M$151,Daten!$B$150:$M$150)*$T177*24/1000)","v":0},{"$f":"IF($D177=\"\",0,(_xlfn.XLOOKUP($D177,Daten!$A$152:$A$154,_xlfn.XLOOKUP(AB$6,Daten!$B$151:$M$151,Daten!$B$152:$M$154))\n+IF($G177>_xlfn.XLOOKUP($D177,GI!$C$77:$G$77,GI!$C$80:$G$80),($G177-_xlfn.XLOOKUP($D177,GI!$C$77:$G$77,GI!$C$80:$G$80))/4,0))\n*_xlfn.XLOOKUP(AB$6,Daten!$B$151:$M$151,Daten!$B$150:$M$150)*$T177*24/1000)","v":0},{"$f":"IF($D177=\"\",0,(_xlfn.XLOOKUP($D177,Daten!$A$152:$A$154,_xlfn.XLOOKUP(AC$6,Daten!$B$151:$M$151,Daten!$B$152:$M$154))\n+IF($G177>_xlfn.XLOOKUP($D177,GI!$C$77:$G$77,GI!$C$80:$G$80),($G177-_xlfn.XLOOKUP($D177,GI!$C$77:$G$77,GI!$C$80:$G$80))/4,0))\n*_xlfn.XLOOKUP(AC$6,Daten!$B$151:$M$151,Daten!$B$150:$M$150)*$T177*24/1000)","v":0},{"$f":"IF($D177=\"\",0,(_xlfn.XLOOKUP($D177,Daten!$A$152:$A$154,_xlfn.XLOOKUP(AD$6,Daten!$B$151:$M$151,Daten!$B$152:$M$154))\n+IF($G177>_xlfn.XLOOKUP($D177,GI!$C$77:$G$77,GI!$C$80:$G$80),($G177-_xlfn.XLOOKUP($D177,GI!$C$77:$G$77,GI!$C$80:$G$80))/4,0))\n*_xlfn.XLOOKUP(AD$6,Daten!$B$151:$M$151,Daten!$B$150:$M$150)*$T177*24/1000)","v":0},{"$f":"IF($D177=\"\",0,(_xlfn.XLOOKUP($D177,Daten!$A$152:$A$154,_xlfn.XLOOKUP(AE$6,Daten!$B$151:$M$151,Daten!$B$152:$M$154))\n+IF($G177>_xlfn.XLOOKUP($D177,GI!$C$77:$G$77,GI!$C$80:$G$80),($G177-_xlfn.XLOOKUP($D177,GI!$C$77:$G$77,GI!$C$80:$G$80))/4,0))\n*_xlfn.XLOOKUP(AE$6,Daten!$B$151:$M$151,Daten!$B$150:$M$150)*$T177*24/1000)","v":0},{"$f":"IF($D177=\"\",0,(_xlfn.XLOOKUP($D177,Daten!$A$152:$A$154,_xlfn.XLOOKUP(AF$6,Daten!$B$151:$M$151,Daten!$B$152:$M$154))\n+IF($G177>_xlfn.XLOOKUP($D177,GI!$C$77:$G$77,GI!$C$80:$G$80),($G177-_xlfn.XLOOKUP($D177,GI!$C$77:$G$77,GI!$C$80:$G$80))/4,0))\n*_xlfn.XLOOKUP(AF$6,Daten!$B$151:$M$151,Daten!$B$150:$M$150)*$T177*24/1000)","v":0},0]
[{"$nulls":7},"",{"$nulls":11},0,{"$f":"IF($D178=\"\",0,(_xlfn.XLOOKUP($D178,Daten!$A$152:$A$154,_xlfn.XLOOKUP(U$6,Daten!$B$151:$M$151,Daten!$B$152:$M$154))\n+IF($G178>_xlfn.XLOOKUP($D178,GI!$C$77:$G$77,GI!$C$80:$G$80),($G178-_xlfn.XLOOKUP($D178,GI!$C$77:$G$77,GI!$C$80:$G$80))/4,0))\n*_xlfn.XLOOKUP(U$6,Daten!$B$151:$M$151,Daten!$B$150:$M$150)*$T178*24/1000)","v":0},{"$f":"IF($D178=\"\",0,(_xlfn.XLOOKUP($D178,Daten!$A$152:$A$154,_xlfn.XLOOKUP(V$6,Daten!$B$151:$M$151,Daten!$B$152:$M$154))\n+IF($G178>_xlfn.XLOOKUP($D178,GI!$C$77:$G$77,GI!$C$80:$G$80),($G178-_xlfn.XLOOKUP($D178,GI!$C$77:$G$77,GI!$C$80:$G$80))/4,0))\n*_xlfn.XLOOKUP(V$6,Daten!$B$151:$M$151,Daten!$B$150:$M$150)*$T178*24/1000)","v":0},{"$f":"IF($D178=\"\",0,(_xlfn.XLOOKUP($D178,Daten!$A$152:$A$154,_xlfn.XLOOKUP(W$6,Daten!$B$151:$M$151,Daten!$B$152:$M$154))\n+IF($G178>_xlfn.XLOOKUP($D178,GI!$C$77:$G$77,GI!$C$80:$G$80),($G178-_xlfn.XLOOKUP($D178,GI!$C$77:$G$77,GI!$C$80:$G$80))/4,0))\n*_xlfn.XLOOKUP(W$6,Daten!$B$151:$M$151,Daten!$B$150:$M$150)*$T178*24/1000)","v":0},{"$f":"IF($D178=\"\",0,(_xlfn.XLOOKUP($D178,Daten!$A$152:$A$154,_xlfn.XLOOKUP(X$6,Daten!$B$151:$M$151,Daten!$B$152:$M$154))\n+IF($G178>_xlfn.XLOOKUP($D178,GI!$C$77:$G$77,GI!$C$80:$G$80),($G178-_xlfn.XLOOKUP($D178,GI!$C$77:$G$77,GI!$C$80:$G$80))/4,0))\n*_xlfn.XLOOKUP(X$6,Daten!$B$151:$M$151,Daten!$B$150:$M$150)*$T178*24/1000)","v":0},{"$f":"IF($D178=\"\",0,(_xlfn.XLOOKUP($D178,Daten!$A$152:$A$154,_xlfn.XLOOKUP(Y$6,Daten!$B$151:$M$151,Daten!$B$152:$M$154))\n+IF($G178>_xlfn.XLOOKUP($D178,GI!$C$77:$G$77,GI!$C$80:$G$80),($G178-_xlfn.XLOOKUP($D178,GI!$C$77:$G$77,GI!$C$80:$G$80))/4,0))\n*_xlfn.XLOOKUP(Y$6,Daten!$B$151:$M$151,Daten!$B$150:$M$150)*$T178*24/1000)","v":0},{"$f":"IF($D178=\"\",0,(_xlfn.XLOOKUP($D178,Daten!$A$152:$A$154,_xlfn.XLOOKUP(Z$6,Daten!$B$151:$M$151,Daten!$B$152:$M$154))\n+IF($G178>_xlfn.XLOOKUP($D178,GI!$C$77:$G$77,GI!$C$80:$G$80),($G178-_xlfn.XLOOKUP($D178,GI!$C$77:$G$77,GI!$C$80:$G$80))/4,0))\n*_xlfn.XLOOKUP(Z$6,Daten!$B$151:$M$151,Daten!$B$150:$M$150)*$T178*24/1000)","v":0},{"$f":"IF($D178=\"\",0,(_xlfn.XLOOKUP($D178,Daten!$A$152:$A$154,_xlfn.XLOOKUP(AA$6,Daten!$B$151:$M$151,Daten!$B$152:$M$154))\n+IF($G178>_xlfn.XLOOKUP($D178,GI!$C$77:$G$77,GI!$C$80:$G$80),($G178-_xlfn.XLOOKUP($D178,GI!$C$77:$G$77,GI!$C$80:$G$80))/4,0))\n*_xlfn.XLOOKUP(AA$6,Daten!$B$151:$M$151,Daten!$B$150:$M$150)*$T178*24/1000)","v":0},{"$f":"IF($D178=\"\",0,(_xlfn.XLOOKUP($D178,Daten!$A$152:$A$154,_xlfn.XLOOKUP(AB$6,Daten!$B$151:$M$151,Daten!$B$152:$M$154))\n+IF($G178>_xlfn.XLOOKUP($D178,GI!$C$77:$G$77,GI!$C$80:$G$80),($G178-_xlfn.XLOOKUP($D178,GI!$C$77:$G$77,GI!$C$80:$G$80))/4,0))\n*_xlfn.XLOOKUP(AB$6,Daten!$B$151:$M$151,Daten!$B$150:$M$150)*$T178*24/1000)","v":0},{"$f":"IF($D178=\"\",0,(_xlfn.XLOOKUP($D178,Daten!$A$152:$A$154,_xlfn.XLOOKUP(AC$6,Daten!$B$151:$M$151,Daten!$B$152:$M$154))\n+IF($G178>_xlfn.XLOOKUP($D178,GI!$C$77:$G$77,GI!$C$80:$G$80),($G178-_xlfn.XLOOKUP($D178,GI!$C$77:$G$77,GI!$C$80:$G$80))/4,0))\n*_xlfn.XLOOKUP(AC$6,Daten!$B$151:$M$151,Daten!$B$150:$M$150)*$T178*24/1000)","v":0},{"$f":"IF($D178=\"\",0,(_xlfn.XLOOKUP($D178,Daten!$A$152:$A$154,_xlfn.XLOOKUP(AD$6,Daten!$B$151:$M$151,Daten!$B$152:$M$154))\n+IF($G178>_xlfn.XLOOKUP($D178,GI!$C$77:$G$77,GI!$C$80:$G$80),($G178-_xlfn.XLOOKUP($D178,GI!$C$77:$G$77,GI!$C$80:$G$80))/4,0))\n*_xlfn.XLOOKUP(AD$6,Daten!$B$151:$M$151,Daten!$B$150:$M$150)*$T178*24/1000)","v":0},{"$f":"IF($D178=\"\",0,(_xlfn.XLOOKUP($D178,Daten!$A$152:$A$154,_xlfn.XLOOKUP(AE$6,Daten!$B$151:$M$151,Daten!$B$152:$M$154))\n+IF($G178>_xlfn.XLOOKUP($D178,GI!$C$77:$G$77,GI!$C$80:$G$80),($G178-_xlfn.XLOOKUP($D178,GI!$C$77:$G$77,GI!$C$80:$G$80))/4,0))\n*_xlfn.XLOOKUP(AE$6,Daten!$B$151:$M$151,Daten!$B$150:$M$150)*$T178*24/1000)","v":0},{"$f":"IF($D178=\"\",0,(_xlfn.XLOOKUP($D178,Daten!$A$152:$A$154,_xlfn.XLOOKUP(AF$6,Daten!$B$151:$M$151,Daten!$B$152:$M$154))\n+IF($G178>_xlfn.XLOOKUP($D178,GI!$C$77:$G$77,GI!$C$80:$G$80),($G178-_xlfn.XLOOKUP($D178,GI!$C$77:$G$77,GI!$C$80:$G$80))/4,0))\n*_xlfn.XLOOKUP(AF$6,Daten!$B$151:$M$151,Daten!$B$150:$M$150)*$T178*24/1000)","v":0},0]
[]
[null,null,"3.2.1 Fotos, Beschreibungen und Bemerkungen"]
[null,null,"Freitext. "]
[]
[null,"4 Bauteile gegen beheizte Räume",{"$nulls":6},"Temperatur in benachbartem Raum"]
[null,null,"4.1 Estrichböden",{"$nulls":5},"θin [°C]",{"$nulls":10},"! Andere Formel…","! Andere Formel…","! Andere Formel…","! Andere Formel…","! Andere Formel…","! Andere Formel…","! Andere Formel…","! Andere Formel…","! Andere Formel…","! Andere Formel…","! Andere Formel…","! Andere Formel…","! Andere Formel…"]
[{"$nulls":19},{"$f":"E185*F185","v":0},{"$f":"IF($D185=\"\",0,(_xlfn.XLOOKUP(M_GH!$D185,Daten!$F$25:$F$27,Daten!$H$25:$H$27)-M_GH!$I185\n+IF($G185>_xlfn.XLOOKUP($D185,GI!$C$77:$G$77,GI!$C$80:$G$80),($G185-_xlfn.XLOOKUP($D185,GI!$C$77:$G$77,GI!$C$80:$G$80))/4,0))\n*_xlfn.XLOOKUP(U$6,Daten!$B$151:$M$151,Daten!$B$150:$M$150)*$T185*24/1000)","v":0},{"$f":"IF($D185=\"\",0,(_xlfn.XLOOKUP(M_GH!$D185,Daten!$F$25:$F$27,Daten!$H$25:$H$27)-M_GH!$I185\n+IF($G185>_xlfn.XLOOKUP($D185,GI!$C$77:$G$77,GI!$C$80:$G$80),($G185-_xlfn.XLOOKUP($D185,GI!$C$77:$G$77,GI!$C$80:$G$80))/4,0))\n*_xlfn.XLOOKUP(V$6,Daten!$B$151:$M$151,Daten!$B$150:$M$150)*$T185*24/1000)","v":0},{"$f":"IF($D185=\"\",0,(_xlfn.XLOOKUP(M_GH!$D185,Daten!$F$25:$F$27,Daten!$H$25:$H$27)-M_GH!$I185\n+IF($G185>_xlfn.XLOOKUP($D185,GI!$C$77:$G$77,GI!$C$80:$G$80),($G185-_xlfn.XLOOKUP($D185,GI!$C$77:$G$77,GI!$C$80:$G$80))/4,0))\n*_xlfn.XLOOKUP(W$6,Daten!$B$151:$M$151,Daten!$B$150:$M$150)*$T185*24/1000)","v":0},{"$f":"IF($D185=\"\",0,(_xlfn.XLOOKUP(M_GH!$D185,Daten!$F$25:$F$27,Daten!$H$25:$H$27)-M_GH!$I185\n+IF($G185>_xlfn.XLOOKUP($D185,GI!$C$77:$G$77,GI!$C$80:$G$80),($G185-_xlfn.XLOOKUP($D185,GI!$C$77:$G$77,GI!$C$80:$G$80))/4,0))\n*_xlfn.XLOOKUP(X$6,Daten!$B$151:$M$151,Daten!$B$150:$M$150)*$T185*24/1000)","v":0},{"$f":"IF($D185=\"\",0,(_xlfn.XLOOKUP(M_GH!$D185,Daten!$F$25:$F$27,Daten!$H$25:$H$27)-M_GH!$I185\n+IF($G185>_xlfn.XLOOKUP($D185,GI!$C$77:$G$77,GI!$C$80:$G$80),($G185-_xlfn.XLOOKUP($D185,GI!$C$77:$G$77,GI!$C$80:$G$80))/4,0))\n*_xlfn.XLOOKUP(Y$6,Daten!$B$151:$M$151,Daten!$B$150:$M$150)*$T185*24/1000)","v":0},{"$f":"IF($D185=\"\",0,(_xlfn.XLOOKUP(M_GH!$D185,Daten!$F$25:$F$27,Daten!$H$25:$H$27)-M_GH!$I185\n+IF($G185>_xlfn.XLOOKUP($D185,GI!$C$77:$G$77,GI!$C$80:$G$80),($G185-_xlfn.XLOOKUP($D185,GI!$C$77:$G$77,GI!$C$80:$G$80))/4,0))\n*_xlfn.XLOOKUP(Z$6,Daten!$B$151:$M$151,Daten!$B$150:$M$150)*$T185*24/1000)","v":0},{"$f":"IF($D185=\"\",0,(_xlfn.XLOOKUP(M_GH!$D185,Daten!$F$25:$F$27,Daten!$H$25:$H$27)-M_GH!$I185\n+IF($G185>_xlfn.XLOOKUP($D185,GI!$C$77:$G$77,GI!$C$80:$G$80),($G185-_xlfn.XLOOKUP($D185,GI!$C$77:$G$77,GI!$C$80:$G$80))/4,0))\n*_xlfn.XLOOKUP(AA$6,Daten!$B$151:$M$151,Daten!$B$150:$M$150)*$T185*24/1000)","v":0},{"$f":"IF($D185=\"\",0,(_xlfn.XLOOKUP(M_GH!$D185,Daten!$F$25:$F$27,Daten!$H$25:$H$27)-M_GH!$I185\n+IF($G185>_xlfn.XLOOKUP($D185,GI!$C$77:$G$77,GI!$C$80:$G$80),($G185-_xlfn.XLOOKUP($D185,GI!$C$77:$G$77,GI!$C$80:$G$80))/4,0))\n*_xlfn.XLOOKUP(AB$6,Daten!$B$151:$M$151,Daten!$B$150:$M$150)*$T185*24/1000)","v":0},{"$f":"IF($D185=\"\",0,(_xlfn.XLOOKUP(M_GH!$D185,Daten!$F$25:$F$27,Daten!$H$25:$H$27)-M_GH!$I185\n+IF($G185>_xlfn.XLOOKUP($D185,GI!$C$77:$G$77,GI!$C$80:$G$80),($G185-_xlfn.XLOOKUP($D185,GI!$C$77:$G$77,GI!$C$80:$G$80))/4,0))\n*_xlfn.XLOOKUP(AC$6,Daten!$B$151:$M$151,Daten!$B$150:$M$150)*$T185*24/1000)","v":0},{"$f":"IF($D185=\"\",0,(_xlfn.XLOOKUP(M_GH!$D185,Daten!$F$25:$F$27,Daten!$H$25:$H$27)-M_GH!$I185\n+IF($G185>_xlfn.XLOOKUP($D185,GI!$C$77:$G$77,GI!$C$80:$G$80),($G185-_xlfn.XLOOKUP($D185,GI!$C$77:$G$77,GI!$C$80:$G$80))/4,0))\n*_xlfn.XLOOKUP(AD$6,Daten!$B$151:$M$151,Daten!$B$150:$M$150)*$T185*24/1000)","v":0},{"$f":"IF($D185=\"\",0,(_xlfn.XLOOKUP(M_GH!$D185,Daten!$F$25:$F$27,Daten!$H$25:$H$27)-M_GH!$I185\n+IF($G185>_xlfn.XLOOKUP($D185,GI!$C$77:$G$77,GI!$C$80:$G$80),($G185-_xlfn.XLOOKUP($D185,GI!$C$77:$G$77,GI!$C$80:$G$80))/4,0))\n*_xlfn.XLOOKUP(AE$6,Daten!$B$151:$M$151,Daten!$B$150:$M$150)*$T185*24/1000)","v":0},{"$f":"IF($D185=\"\",0,(_xlfn.XLOOKUP(M_GH!$D185,Daten!$F$25:$F$27,Daten!$H$25:$H$27)-M_GH!$I185\n+IF($G185>_xlfn.XLOOKUP($D185,GI!$C$77:$G$77,GI!$C$80:$G$80),($G185-_xlfn.XLOOKUP($D185,GI!$C$77:$G$77,GI!$C$80:$G$80))/4,0))\n*_xlfn.XLOOKUP(AF$6,Daten!$B$151:$M$151,Daten!$B$150:$M$150)*$T185*24/1000)","v":0},{"$f":"SUM(U185:AF185)","v":0}]
[{"$nulls":19},{"$f":"E186*F186","v":0},{"$f":"IF($D186=\"\",0,(_xlfn.XLOOKUP(M_GH!$D186,Daten!$F$25:$F$27,Daten!$H$25:$H$27)-M_GH!$I186\n+IF($G186>_xlfn.XLOOKUP($D186,GI!$C$77:$G$77,GI!$C$80:$G$80),($G186-_xlfn.XLOOKUP($D186,GI!$C$77:$G$77,GI!$C$80:$G$80))/4,0))\n*_xlfn.XLOOKUP(U$6,Daten!$B$151:$M$151,Daten!$B$150:$M$150)*$T186*24/1000)","v":0},{"$f":"IF($D186=\"\",0,(_xlfn.XLOOKUP(M_GH!$D186,Daten!$F$25:$F$27,Daten!$H$25:$H$27)-M_GH!$I186\n+IF($G186>_xlfn.XLOOKUP($D186,GI!$C$77:$G$77,GI!$C$80:$G$80),($G186-_xlfn.XLOOKUP($D186,GI!$C$77:$G$77,GI!$C$80:$G$80))/4,0))\n*_xlfn.XLOOKUP(V$6,Daten!$B$151:$M$151,Daten!$B$150:$M$150)*$T186*24/1000)","v":0},{"$f":"IF($D186=\"\",0,(_xlfn.XLOOKUP(M_GH!$D186,Daten!$F$25:$F$27,Daten!$H$25:$H$27)-M_GH!$I186\n+IF($G186>_xlfn.XLOOKUP($D186,GI!$C$77:$G$77,GI!$C$80:$G$80),($G186-_xlfn.XLOOKUP($D186,GI!$C$77:$G$77,GI!$C$80:$G$80))/4,0))\n*_xlfn.XLOOKUP(W$6,Daten!$B$151:$M$151,Daten!$B$150:$M$150)*$T186*24/1000)","v":0},{"$f":"IF($D186=\"\",0,(_xlfn.XLOOKUP(M_GH!$D186,Daten!$F$25:$F$27,Daten!$H$25:$H$27)-M_GH!$I186\n+IF($G186>_xlfn.XLOOKUP($D186,GI!$C$77:$G$77,GI!$C$80:$G$80),($G186-_xlfn.XLOOKUP($D186,GI!$C$77:$G$77,GI!$C$80:$G$80))/4,0))\n*_xlfn.XLOOKUP(X$6,Daten!$B$151:$M$151,Daten!$B$150:$M$150)*$T186*24/1000)","v":0},{"$f":"IF($D186=\"\",0,(_xlfn.XLOOKUP(M_GH!$D186,Daten!$F$25:$F$27,Daten!$H$25:$H$27)-M_GH!$I186\n+IF($G186>_xlfn.XLOOKUP($D186,GI!$C$77:$G$77,GI!$C$80:$G$80),($G186-_xlfn.XLOOKUP($D186,GI!$C$77:$G$77,GI!$C$80:$G$80))/4,0))\n*_xlfn.XLOOKUP(Y$6,Daten!$B$151:$M$151,Daten!$B$150:$M$150)*$T186*24/1000)","v":0},{"$f":"IF($D186=\"\",0,(_xlfn.XLOOKUP(M_GH!$D186,Daten!$F$25:$F$27,Daten!$H$25:$H$27)-M_GH!$I186\n+IF($G186>_xlfn.XLOOKUP($D186,GI!$C$77:$G$77,GI!$C$80:$G$80),($G186-_xlfn.XLOOKUP($D186,GI!$C$77:$G$77,GI!$C$80:$G$80))/4,0))\n*_xlfn.XLOOKUP(Z$6,Daten!$B$151:$M$151,Daten!$B$150:$M$150)*$T186*24/1000)","v":0},{"$f":"IF($D186=\"\",0,(_xlfn.XLOOKUP(M_GH!$D186,Daten!$F$25:$F$27,Daten!$H$25:$H$27)-M_GH!$I186\n+IF($G186>_xlfn.XLOOKUP($D186,GI!$C$77:$G$77,GI!$C$80:$G$80),($G186-_xlfn.XLOOKUP($D186,GI!$C$77:$G$77,GI!$C$80:$G$80))/4,0))\n*_xlfn.XLOOKUP(AA$6,Daten!$B$151:$M$151,Daten!$B$150:$M$150)*$T186*24/1000)","v":0},{"$f":"IF($D186=\"\",0,(_xlfn.XLOOKUP(M_GH!$D186,Daten!$F$25:$F$27,Daten!$H$25:$H$27)-M_GH!$I186\n+IF($G186>_xlfn.XLOOKUP($D186,GI!$C$77:$G$77,GI!$C$80:$G$80),($G186-_xlfn.XLOOKUP($D186,GI!$C$77:$G$77,GI!$C$80:$G$80))/4,0))\n*_xlfn.XLOOKUP(AB$6,Daten!$B$151:$M$151,Daten!$B$150:$M$150)*$T186*24/1000)","v":0},{"$f":"IF($D186=\"\",0,(_xlfn.XLOOKUP(M_GH!$D186,Daten!$F$25:$F$27,Daten!$H$25:$H$27)-M_GH!$I186\n+IF($G186>_xlfn.XLOOKUP($D186,GI!$C$77:$G$77,GI!$C$80:$G$80),($G186-_xlfn.XLOOKUP($D186,GI!$C$77:$G$77,GI!$C$80:$G$80))/4,0))\n*_xlfn.XLOOKUP(AC$6,Daten!$B$151:$M$151,Daten!$B$150:$M$150)*$T186*24/1000)","v":0},{"$f":"IF($D186=\"\",0,(_xlfn.XLOOKUP(M_GH!$D186,Daten!$F$25:$F$27,Daten!$H$25:$H$27)-M_GH!$I186\n+IF($G186>_xlfn.XLOOKUP($D186,GI!$C$77:$G$77,GI!$C$80:$G$80),($G186-_xlfn.XLOOKUP($D186,GI!$C$77:$G$77,GI!$C$80:$G$80))/4,0))\n*_xlfn.XLOOKUP(AD$6,Daten!$B$151:$M$151,Daten!$B$150:$M$150)*$T186*24/1000)","v":0},{"$f":"IF($D186=\"\",0,(_xlfn.XLOOKUP(M_GH!$D186,Daten!$F$25:$F$27,Daten!$H$25:$H$27)-M_GH!$I186\n+IF($G186>_xlfn.XLOOKUP($D186,GI!$C$77:$G$77,GI!$C$80:$G$80),($G186-_xlfn.XLOOKUP($D186,GI!$C$77:$G$77,GI!$C$80:$G$80))/4,0))\n*_xlfn.XLOOKUP(AE$6,Daten!$B$151:$M$151,Daten!$B$150:$M$150)*$T186*24/1000)","v":0},{"$f":"IF($D186=\"\",0,(_xlfn.XLOOKUP(M_GH!$D186,Daten!$F$25:$F$27,Daten!$H$25:$H$27)-M_GH!$I186\n+IF($G186>_xlfn.XLOOKUP($D186,GI!$C$77:$G$77,GI!$C$80:$G$80),($G186-_xlfn.XLOOKUP($D186,GI!$C$77:$G$77,GI!$C$80:$G$80))/4,0))\n*_xlfn.XLOOKUP(AF$6,Daten!$B$151:$M$151,Daten!$B$150:$M$150)*$T186*24/1000)","v":0},{"$f":"SUM(U186:AF186)","v":0}]
[{"$nulls":19},{"$f":"E187*F187","v":0},{"$f":"IF($D187=\"\",0,(_xlfn.XLOOKUP(M_GH!$D187,Daten!$F$25:$F$27,Daten!$H$25:$H$27)-M_GH!$I187\n+IF($G187>_xlfn.XLOOKUP($D187,GI!$C$77:$G$77,GI!$C$80:$G$80),($G187-_xlfn.XLOOKUP($D187,GI!$C$77:$G$77,GI!$C$80:$G$80))/4,0))\n*_xlfn.XLOOKUP(U$6,Daten!$B$151:$M$151,Daten!$B$150:$M$150)*$T187*24/1000)","v":0},{"$f":"IF($D187=\"\",0,(_xlfn.XLOOKUP(M_GH!$D187,Daten!$F$25:$F$27,Daten!$H$25:$H$27)-M_GH!$I187\n+IF($G187>_xlfn.XLOOKUP($D187,GI!$C$77:$G$77,GI!$C$80:$G$80),($G187-_xlfn.XLOOKUP($D187,GI!$C$77:$G$77,GI!$C$80:$G$80))/4,0))\n*_xlfn.XLOOKUP(V$6,Daten!$B$151:$M$151,Daten!$B$150:$M$150)*$T187*24/1000)","v":0},{"$f":"IF($D187=\"\",0,(_xlfn.XLOOKUP(M_GH!$D187,Daten!$F$25:$F$27,Daten!$H$25:$H$27)-M_GH!$I187\n+IF($G187>_xlfn.XLOOKUP($D187,GI!$C$77:$G$77,GI!$C$80:$G$80),($G187-_xlfn.XLOOKUP($D187,GI!$C$77:$G$77,GI!$C$80:$G$80))/4,0))\n*_xlfn.XLOOKUP(W$6,Daten!$B$151:$M$151,Daten!$B$150:$M$150)*$T187*24/1000)","v":0},{"$f":"IF($D187=\"\",0,(_xlfn.XLOOKUP(M_GH!$D187,Daten!$F$25:$F$27,Daten!$H$25:$H$27)-M_GH!$I187\n+IF($G187>_xlfn.XLOOKUP($D187,GI!$C$77:$G$77,GI!$C$80:$G$80),($G187-_xlfn.XLOOKUP($D187,GI!$C$77:$G$77,GI!$C$80:$G$80))/4,0))\n*_xlfn.XLOOKUP(X$6,Daten!$B$151:$M$151,Daten!$B$150:$M$150)*$T187*24/1000)","v":0},{"$f":"IF($D187=\"\",0,(_xlfn.XLOOKUP(M_GH!$D187,Daten!$F$25:$F$27,Daten!$H$25:$H$27)-M_GH!$I187\n+IF($G187>_xlfn.XLOOKUP($D187,GI!$C$77:$G$77,GI!$C$80:$G$80),($G187-_xlfn.XLOOKUP($D187,GI!$C$77:$G$77,GI!$C$80:$G$80))/4,0))\n*_xlfn.XLOOKUP(Y$6,Daten!$B$151:$M$151,Daten!$B$150:$M$150)*$T187*24/1000)","v":0},{"$f":"IF($D187=\"\",0,(_xlfn.XLOOKUP(M_GH!$D187,Daten!$F$25:$F$27,Daten!$H$25:$H$27)-M_GH!$I187\n+IF($G187>_xlfn.XLOOKUP($D187,GI!$C$77:$G$77,GI!$C$80:$G$80),($G187-_xlfn.XLOOKUP($D187,GI!$C$77:$G$77,GI!$C$80:$G$80))/4,0))\n*_xlfn.XLOOKUP(Z$6,Daten!$B$151:$M$151,Daten!$B$150:$M$150)*$T187*24/1000)","v":0},{"$f":"IF($D187=\"\",0,(_xlfn.XLOOKUP(M_GH!$D187,Daten!$F$25:$F$27,Daten!$H$25:$H$27)-M_GH!$I187\n+IF($G187>_xlfn.XLOOKUP($D187,GI!$C$77:$G$77,GI!$C$80:$G$80),($G187-_xlfn.XLOOKUP($D187,GI!$C$77:$G$77,GI!$C$80:$G$80))/4,0))\n*_xlfn.XLOOKUP(AA$6,Daten!$B$151:$M$151,Daten!$B$150:$M$150)*$T187*24/1000)","v":0},{"$f":"IF($D187=\"\",0,(_xlfn.XLOOKUP(M_GH!$D187,Daten!$F$25:$F$27,Daten!$H$25:$H$27)-M_GH!$I187\n+IF($G187>_xlfn.XLOOKUP($D187,GI!$C$77:$G$77,GI!$C$80:$G$80),($G187-_xlfn.XLOOKUP($D187,GI!$C$77:$G$77,GI!$C$80:$G$80))/4,0))\n*_xlfn.XLOOKUP(AB$6,Daten!$B$151:$M$151,Daten!$B$150:$M$150)*$T187*24/1000)","v":0},{"$f":"IF($D187=\"\",0,(_xlfn.XLOOKUP(M_GH!$D187,Daten!$F$25:$F$27,Daten!$H$25:$H$27)-M_GH!$I187\n+IF($G187>_xlfn.XLOOKUP($D187,GI!$C$77:$G$77,GI!$C$80:$G$80),($G187-_xlfn.XLOOKUP($D187,GI!$C$77:$G$77,GI!$C$80:$G$80))/4,0))\n*_xlfn.XLOOKUP(AC$6,Daten!$B$151:$M$151,Daten!$B$150:$M$150)*$T187*24/1000)","v":0},{"$f":"IF($D187=\"\",0,(_xlfn.XLOOKUP(M_GH!$D187,Daten!$F$25:$F$27,Daten!$H$25:$H$27)-M_GH!$I187\n+IF($G187>_xlfn.XLOOKUP($D187,GI!$C$77:$G$77,GI!$C$80:$G$80),($G187-_xlfn.XLOOKUP($D187,GI!$C$77:$G$77,GI!$C$80:$G$80))/4,0))\n*_xlfn.XLOOKUP(AD$6,Daten!$B$151:$M$151,Daten!$B$150:$M$150)*$T187*24/1000)","v":0},{"$f":"IF($D187=\"\",0,(_xlfn.XLOOKUP(M_GH!$D187,Daten!$F$25:$F$27,Daten!$H$25:$H$27)-M_GH!$I187\n+IF($G187>_xlfn.XLOOKUP($D187,GI!$C$77:$G$77,GI!$C$80:$G$80),($G187-_xlfn.XLOOKUP($D187,GI!$C$77:$G$77,GI!$C$80:$G$80))/4,0))\n*_xlfn.XLOOKUP(AE$6,Daten!$B$151:$M$151,Daten!$B$150:$M$150)*$T187*24/1000)","v":0},{"$f":"IF($D187=\"\",0,(_xlfn.XLOOKUP(M_GH!$D187,Daten!$F$25:$F$27,Daten!$H$25:$H$27)-M_GH!$I187\n+IF($G187>_xlfn.XLOOKUP($D187,GI!$C$77:$G$77,GI!$C$80:$G$80),($G187-_xlfn.XLOOKUP($D187,GI!$C$77:$G$77,GI!$C$80:$G$80))/4,0))\n*_xlfn.XLOOKUP(AF$6,Daten!$B$151:$M$151,Daten!$B$150:$M$150)*$T187*24/1000)","v":0},0]
[{"$nulls":19},{"$f":"E188*F188","v":0},{"$f":"IF($D188=\"\",0,(_xlfn.XLOOKUP(M_GH!$D188,Daten!$F$25:$F$27,Daten!$H$25:$H$27)-M_GH!$I188\n+IF($G188>_xlfn.XLOOKUP($D188,GI!$C$77:$G$77,GI!$C$80:$G$80),($G188-_xlfn.XLOOKUP($D188,GI!$C$77:$G$77,GI!$C$80:$G$80))/4,0))\n*_xlfn.XLOOKUP(U$6,Daten!$B$151:$M$151,Daten!$B$150:$M$150)*$T188*24/1000)","v":0},{"$f":"IF($D188=\"\",0,(_xlfn.XLOOKUP(M_GH!$D188,Daten!$F$25:$F$27,Daten!$H$25:$H$27)-M_GH!$I188\n+IF($G188>_xlfn.XLOOKUP($D188,GI!$C$77:$G$77,GI!$C$80:$G$80),($G188-_xlfn.XLOOKUP($D188,GI!$C$77:$G$77,GI!$C$80:$G$80))/4,0))\n*_xlfn.XLOOKUP(V$6,Daten!$B$151:$M$151,Daten!$B$150:$M$150)*$T188*24/1000)","v":0},{"$f":"IF($D188=\"\",0,(_xlfn.XLOOKUP(M_GH!$D188,Daten!$F$25:$F$27,Daten!$H$25:$H$27)-M_GH!$I188\n+IF($G188>_xlfn.XLOOKUP($D188,GI!$C$77:$G$77,GI!$C$80:$G$80),($G188-_xlfn.XLOOKUP($D188,GI!$C$77:$G$77,GI!$C$80:$G$80))/4,0))\n*_xlfn.XLOOKUP(W$6,Daten!$B$151:$M$151,Daten!$B$150:$M$150)*$T188*24/1000)","v":0},{"$f":"IF($D188=\"\",0,(_xlfn.XLOOKUP(M_GH!$D188,Daten!$F$25:$F$27,Daten!$H$25:$H$27)-M_GH!$I188\n+IF($G188>_xlfn.XLOOKUP($D188,GI!$C$77:$G$77,GI!$C$80:$G$80),($G188-_xlfn.XLOOKUP($D188,GI!$C$77:$G$77,GI!$C$80:$G$80))/4,0))\n*_xlfn.XLOOKUP(X$6,Daten!$B$151:$M$151,Daten!$B$150:$M$150)*$T188*24/1000)","v":0},{"$f":"IF($D188=\"\",0,(_xlfn.XLOOKUP(M_GH!$D188,Daten!$F$25:$F$27,Daten!$H$25:$H$27)-M_GH!$I188\n+IF($G188>_xlfn.XLOOKUP($D188,GI!$C$77:$G$77,GI!$C$80:$G$80),($G188-_xlfn.XLOOKUP($D188,GI!$C$77:$G$77,GI!$C$80:$G$80))/4,0))\n*_xlfn.XLOOKUP(Y$6,Daten!$B$151:$M$151,Daten!$B$150:$M$150)*$T188*24/1000)","v":0},{"$f":"IF($D188=\"\",0,(_xlfn.XLOOKUP(M_GH!$D188,Daten!$F$25:$F$27,Daten!$H$25:$H$27)-M_GH!$I188\n+IF($G188>_xlfn.XLOOKUP($D188,GI!$C$77:$G$77,GI!$C$80:$G$80),($G188-_xlfn.XLOOKUP($D188,GI!$C$77:$G$77,GI!$C$80:$G$80))/4,0))\n*_xlfn.XLOOKUP(Z$6,Daten!$B$151:$M$151,Daten!$B$150:$M$150)*$T188*24/1000)","v":0},{"$f":"IF($D188=\"\",0,(_xlfn.XLOOKUP(M_GH!$D188,Daten!$F$25:$F$27,Daten!$H$25:$H$27)-M_GH!$I188\n+IF($G188>_xlfn.XLOOKUP($D188,GI!$C$77:$G$77,GI!$C$80:$G$80),($G188-_xlfn.XLOOKUP($D188,GI!$C$77:$G$77,GI!$C$80:$G$80))/4,0))\n*_xlfn.XLOOKUP(AA$6,Daten!$B$151:$M$151,Daten!$B$150:$M$150)*$T188*24/1000)","v":0},{"$f":"IF($D188=\"\",0,(_xlfn.XLOOKUP(M_GH!$D188,Daten!$F$25:$F$27,Daten!$H$25:$H$27)-M_GH!$I188\n+IF($G188>_xlfn.XLOOKUP($D188,GI!$C$77:$G$77,GI!$C$80:$G$80),($G188-_xlfn.XLOOKUP($D188,GI!$C$77:$G$77,GI!$C$80:$G$80))/4,0))\n*_xlfn.XLOOKUP(AB$6,Daten!$B$151:$M$151,Daten!$B$150:$M$150)*$T188*24/1000)","v":0},{"$f":"IF($D188=\"\",0,(_xlfn.XLOOKUP(M_GH!$D188,Daten!$F$25:$F$27,Daten!$H$25:$H$27)-M_GH!$I188\n+IF($G188>_xlfn.XLOOKUP($D188,GI!$C$77:$G$77,GI!$C$80:$G$80),($G188-_xlfn.XLOOKUP($D188,GI!$C$77:$G$77,GI!$C$80:$G$80))/4,0))\n*_xlfn.XLOOKUP(AC$6,Daten!$B$151:$M$151,Daten!$B$150:$M$150)*$T188*24/1000)","v":0},{"$f":"IF($D188=\"\",0,(_xlfn.XLOOKUP(M_GH!$D188,Daten!$F$25:$F$27,Daten!$H$25:$H$27)-M_GH!$I188\n+IF($G188>_xlfn.XLOOKUP($D188,GI!$C$77:$G$77,GI!$C$80:$G$80),($G188-_xlfn.XLOOKUP($D188,GI!$C$77:$G$77,GI!$C$80:$G$80))/4,0))\n*_xlfn.XLOOKUP(AD$6,Daten!$B$151:$M$151,Daten!$B$150:$M$150)*$T188*24/1000)","v":0},{"$f":"IF($D188=\"\",0,(_xlfn.XLOOKUP(M_GH!$D188,Daten!$F$25:$F$27,Daten!$H$25:$H$27)-M_GH!$I188\n+IF($G188>_xlfn.XLOOKUP($D188,GI!$C$77:$G$77,GI!$C$80:$G$80),($G188-_xlfn.XLOOKUP($D188,GI!$C$77:$G$77,GI!$C$80:$G$80))/4,0))\n*_xlfn.XLOOKUP(AE$6,Daten!$B$151:$M$151,Daten!$B$150:$M$150)*$T188*24/1000)","v":0},{"$f":"IF($D188=\"\",0,(_xlfn.XLOOKUP(M_GH!$D188,Daten!$F$25:$F$27,Daten!$H$25:$H$27)-M_GH!$I188\n+IF($G188>_xlfn.XLOOKUP($D188,GI!$C$77:$G$77,GI!$C$80:$G$80),($G188-_xlfn.XLOOKUP($D188,GI!$C$77:$G$77,GI!$C$80:$G$80))/4,0))\n*_xlfn.XLOOKUP(AF$6,Daten!$B$151:$M$151,Daten!$B$150:$M$150)*$T188*24/1000)","v":0},0]
[]
[null,null,"4.1.1 Fotos, Beschreibungen und Bemerkungen"]
[null,null,"Freitext. "]
[]
[null,null,"4.2 Wände",{"$nulls":5},"θin [°C]"]
[{"$nulls":19},{"$f":"E194*F194","v":0},{"$f":"IF($D194=\"\",0,(_xlfn.XLOOKUP(M_GH!$D194,Daten!$F$25:$F$27,Daten!$H$25:$H$27)-M_GH!$I194\n+IF($G194>_xlfn.XLOOKUP($D194,GI!$C$77:$G$77,GI!$C$80:$G$80),($G194-_xlfn.XLOOKUP($D194,GI!$C$77:$G$77,GI!$C$80:$G$80))/4,0))\n*_xlfn.XLOOKUP(U$6,Daten!$B$151:$M$151,Daten!$B$150:$M$150)*$T194*24/1000)","v":0},{"$f":"IF($D194=\"\",0,(_xlfn.XLOOKUP(M_GH!$D194,Daten!$F$25:$F$27,Daten!$H$25:$H$27)-M_GH!$I194\n+IF($G194>_xlfn.XLOOKUP($D194,GI!$C$77:$G$77,GI!$C$80:$G$80),($G194-_xlfn.XLOOKUP($D194,GI!$C$77:$G$77,GI!$C$80:$G$80))/4,0))\n*_xlfn.XLOOKUP(V$6,Daten!$B$151:$M$151,Daten!$B$150:$M$150)*$T194*24/1000)","v":0},{"$f":"IF($D194=\"\",0,(_xlfn.XLOOKUP(M_GH!$D194,Daten!$F$25:$F$27,Daten!$H$25:$H$27)-M_GH!$I194\n+IF($G194>_xlfn.XLOOKUP($D194,GI!$C$77:$G$77,GI!$C$80:$G$80),($G194-_xlfn.XLOOKUP($D194,GI!$C$77:$G$77,GI!$C$80:$G$80))/4,0))\n*_xlfn.XLOOKUP(W$6,Daten!$B$151:$M$151,Daten!$B$150:$M$150)*$T194*24/1000)","v":0},{"$f":"IF($D194=\"\",0,(_xlfn.XLOOKUP(M_GH!$D194,Daten!$F$25:$F$27,Daten!$H$25:$H$27)-M_GH!$I194\n+IF($G194>_xlfn.XLOOKUP($D194,GI!$C$77:$G$77,GI!$C$80:$G$80),($G194-_xlfn.XLOOKUP($D194,GI!$C$77:$G$77,GI!$C$80:$G$80))/4,0))\n*_xlfn.XLOOKUP(X$6,Daten!$B$151:$M$151,Daten!$B$150:$M$150)*$T194*24/1000)","v":0},{"$f":"IF($D194=\"\",0,(_xlfn.XLOOKUP(M_GH!$D194,Daten!$F$25:$F$27,Daten!$H$25:$H$27)-M_GH!$I194\n+IF($G194>_xlfn.XLOOKUP($D194,GI!$C$77:$G$77,GI!$C$80:$G$80),($G194-_xlfn.XLOOKUP($D194,GI!$C$77:$G$77,GI!$C$80:$G$80))/4,0))\n*_xlfn.XLOOKUP(Y$6,Daten!$B$151:$M$151,Daten!$B$150:$M$150)*$T194*24/1000)","v":0},{"$f":"IF($D194=\"\",0,(_xlfn.XLOOKUP(M_GH!$D194,Daten!$F$25:$F$27,Daten!$H$25:$H$27)-M_GH!$I194\n+IF($G194>_xlfn.XLOOKUP($D194,GI!$C$77:$G$77,GI!$C$80:$G$80),($G194-_xlfn.XLOOKUP($D194,GI!$C$77:$G$77,GI!$C$80:$G$80))/4,0))\n*_xlfn.XLOOKUP(Z$6,Daten!$B$151:$M$151,Daten!$B$150:$M$150)*$T194*24/1000)","v":0},{"$f":"IF($D194=\"\",0,(_xlfn.XLOOKUP(M_GH!$D194,Daten!$F$25:$F$27,Daten!$H$25:$H$27)-M_GH!$I194\n+IF($G194>_xlfn.XLOOKUP($D194,GI!$C$77:$G$77,GI!$C$80:$G$80),($G194-_xlfn.XLOOKUP($D194,GI!$C$77:$G$77,GI!$C$80:$G$80))/4,0))\n*_xlfn.XLOOKUP(AA$6,Daten!$B$151:$M$151,Daten!$B$150:$M$150)*$T194*24/1000)","v":0},{"$f":"IF($D194=\"\",0,(_xlfn.XLOOKUP(M_GH!$D194,Daten!$F$25:$F$27,Daten!$H$25:$H$27)-M_GH!$I194\n+IF($G194>_xlfn.XLOOKUP($D194,GI!$C$77:$G$77,GI!$C$80:$G$80),($G194-_xlfn.XLOOKUP($D194,GI!$C$77:$G$77,GI!$C$80:$G$80))/4,0))\n*_xlfn.XLOOKUP(AB$6,Daten!$B$151:$M$151,Daten!$B$150:$M$150)*$T194*24/1000)","v":0},{"$f":"IF($D194=\"\",0,(_xlfn.XLOOKUP(M_GH!$D194,Daten!$F$25:$F$27,Daten!$H$25:$H$27)-M_GH!$I194\n+IF($G194>_xlfn.XLOOKUP($D194,GI!$C$77:$G$77,GI!$C$80:$G$80),($G194-_xlfn.XLOOKUP($D194,GI!$C$77:$G$77,GI!$C$80:$G$80))/4,0))\n*_xlfn.XLOOKUP(AC$6,Daten!$B$151:$M$151,Daten!$B$150:$M$150)*$T194*24/1000)","v":0},{"$f":"IF($D194=\"\",0,(_xlfn.XLOOKUP(M_GH!$D194,Daten!$F$25:$F$27,Daten!$H$25:$H$27)-M_GH!$I194\n+IF($G194>_xlfn.XLOOKUP($D194,GI!$C$77:$G$77,GI!$C$80:$G$80),($G194-_xlfn.XLOOKUP($D194,GI!$C$77:$G$77,GI!$C$80:$G$80))/4,0))\n*_xlfn.XLOOKUP(AD$6,Daten!$B$151:$M$151,Daten!$B$150:$M$150)*$T194*24/1000)","v":0},{"$f":"IF($D194=\"\",0,(_xlfn.XLOOKUP(M_GH!$D194,Daten!$F$25:$F$27,Daten!$H$25:$H$27)-M_GH!$I194\n+IF($G194>_xlfn.XLOOKUP($D194,GI!$C$77:$G$77,GI!$C$80:$G$80),($G194-_xlfn.XLOOKUP($D194,GI!$C$77:$G$77,GI!$C$80:$G$80))/4,0))\n*_xlfn.XLOOKUP(AE$6,Daten!$B$151:$M$151,Daten!$B$150:$M$150)*$T194*24/1000)","v":0},{"$f":"IF($D194=\"\",0,(_xlfn.XLOOKUP(M_GH!$D194,Daten!$F$25:$F$27,Daten!$H$25:$H$27)-M_GH!$I194\n+IF($G194>_xlfn.XLOOKUP($D194,GI!$C$77:$G$77,GI!$C$80:$G$80),($G194-_xlfn.XLOOKUP($D194,GI!$C$77:$G$77,GI!$C$80:$G$80))/4,0))\n*_xlfn.XLOOKUP(AF$6,Daten!$B$151:$M$151,Daten!$B$150:$M$150)*$T194*24/1000)","v":0},0]
[{"$nulls":19},0,{"$f":"IF($D195=\"\",0,(_xlfn.XLOOKUP(M_GH!$D195,Daten!$F$25:$F$27,Daten!$H$25:$H$27)-M_GH!$I195\n+IF($G195>_xlfn.XLOOKUP($D195,GI!$C$77:$G$77,GI!$C$80:$G$80),($G195-_xlfn.XLOOKUP($D195,GI!$C$77:$G$77,GI!$C$80:$G$80))/4,0))\n*_xlfn.XLOOKUP(U$6,Daten!$B$151:$M$151,Daten!$B$150:$M$150)*$T195*24/1000)","v":0},{"$f":"IF($D195=\"\",0,(_xlfn.XLOOKUP(M_GH!$D195,Daten!$F$25:$F$27,Daten!$H$25:$H$27)-M_GH!$I195\n+IF($G195>_xlfn.XLOOKUP($D195,GI!$C$77:$G$77,GI!$C$80:$G$80),($G195-_xlfn.XLOOKUP($D195,GI!$C$77:$G$77,GI!$C$80:$G$80))/4,0))\n*_xlfn.XLOOKUP(V$6,Daten!$B$151:$M$151,Daten!$B$150:$M$150)*$T195*24/1000)","v":0},{"$f":"IF($D195=\"\",0,(_xlfn.XLOOKUP(M_GH!$D195,Daten!$F$25:$F$27,Daten!$H$25:$H$27)-M_GH!$I195\n+IF($G195>_xlfn.XLOOKUP($D195,GI!$C$77:$G$77,GI!$C$80:$G$80),($G195-_xlfn.XLOOKUP($D195,GI!$C$77:$G$77,GI!$C$80:$G$80))/4,0))\n*_xlfn.XLOOKUP(W$6,Daten!$B$151:$M$151,Daten!$B$150:$M$150)*$T195*24/1000)","v":0},{"$f":"IF($D195=\"\",0,(_xlfn.XLOOKUP(M_GH!$D195,Daten!$F$25:$F$27,Daten!$H$25:$H$27)-M_GH!$I195\n+IF($G195>_xlfn.XLOOKUP($D195,GI!$C$77:$G$77,GI!$C$80:$G$80),($G195-_xlfn.XLOOKUP($D195,GI!$C$77:$G$77,GI!$C$80:$G$80))/4,0))\n*_xlfn.XLOOKUP(X$6,Daten!$B$151:$M$151,Daten!$B$150:$M$150)*$T195*24/1000)","v":0},{"$f":"IF($D195=\"\",0,(_xlfn.XLOOKUP(M_GH!$D195,Daten!$F$25:$F$27,Daten!$H$25:$H$27)-M_GH!$I195\n+IF($G195>_xlfn.XLOOKUP($D195,GI!$C$77:$G$77,GI!$C$80:$G$80),($G195-_xlfn.XLOOKUP($D195,GI!$C$77:$G$77,GI!$C$80:$G$80))/4,0))\n*_xlfn.XLOOKUP(Y$6,Daten!$B$151:$M$151,Daten!$B$150:$M$150)*$T195*24/1000)","v":0},{"$f":"IF($D195=\"\",0,(_xlfn.XLOOKUP(M_GH!$D195,Daten!$F$25:$F$27,Daten!$H$25:$H$27)-M_GH!$I195\n+IF($G195>_xlfn.XLOOKUP($D195,GI!$C$77:$G$77,GI!$C$80:$G$80),($G195-_xlfn.XLOOKUP($D195,GI!$C$77:$G$77,GI!$C$80:$G$80))/4,0))\n*_xlfn.XLOOKUP(Z$6,Daten!$B$151:$M$151,Daten!$B$150:$M$150)*$T195*24/1000)","v":0},{"$f":"IF($D195=\"\",0,(_xlfn.XLOOKUP(M_GH!$D195,Daten!$F$25:$F$27,Daten!$H$25:$H$27)-M_GH!$I195\n+IF($G195>_xlfn.XLOOKUP($D195,GI!$C$77:$G$77,GI!$C$80:$G$80),($G195-_xlfn.XLOOKUP($D195,GI!$C$77:$G$77,GI!$C$80:$G$80))/4,0))\n*_xlfn.XLOOKUP(AA$6,Daten!$B$151:$M$151,Daten!$B$150:$M$150)*$T195*24/1000)","v":0},{"$f":"IF($D195=\"\",0,(_xlfn.XLOOKUP(M_GH!$D195,Daten!$F$25:$F$27,Daten!$H$25:$H$27)-M_GH!$I195\n+IF($G195>_xlfn.XLOOKUP($D195,GI!$C$77:$G$77,GI!$C$80:$G$80),($G195-_xlfn.XLOOKUP($D195,GI!$C$77:$G$77,GI!$C$80:$G$80))/4,0))\n*_xlfn.XLOOKUP(AB$6,Daten!$B$151:$M$151,Daten!$B$150:$M$150)*$T195*24/1000)","v":0},{"$f":"IF($D195=\"\",0,(_xlfn.XLOOKUP(M_GH!$D195,Daten!$F$25:$F$27,Daten!$H$25:$H$27)-M_GH!$I195\n+IF($G195>_xlfn.XLOOKUP($D195,GI!$C$77:$G$77,GI!$C$80:$G$80),($G195-_xlfn.XLOOKUP($D195,GI!$C$77:$G$77,GI!$C$80:$G$80))/4,0))\n*_xlfn.XLOOKUP(AC$6,Daten!$B$151:$M$151,Daten!$B$150:$M$150)*$T195*24/1000)","v":0},{"$f":"IF($D195=\"\",0,(_xlfn.XLOOKUP(M_GH!$D195,Daten!$F$25:$F$27,Daten!$H$25:$H$27)-M_GH!$I195\n+IF($G195>_xlfn.XLOOKUP($D195,GI!$C$77:$G$77,GI!$C$80:$G$80),($G195-_xlfn.XLOOKUP($D195,GI!$C$77:$G$77,GI!$C$80:$G$80))/4,0))\n*_xlfn.XLOOKUP(AD$6,Daten!$B$151:$M$151,Daten!$B$150:$M$150)*$T195*24/1000)","v":0},{"$f":"IF($D195=\"\",0,(_xlfn.XLOOKUP(M_GH!$D195,Daten!$F$25:$F$27,Daten!$H$25:$H$27)-M_GH!$I195\n+IF($G195>_xlfn.XLOOKUP($D195,GI!$C$77:$G$77,GI!$C$80:$G$80),($G195-_xlfn.XLOOKUP($D195,GI!$C$77:$G$77,GI!$C$80:$G$80))/4,0))\n*_xlfn.XLOOKUP(AE$6,Daten!$B$151:$M$151,Daten!$B$150:$M$150)*$T195*24/1000)","v":0},{"$f":"IF($D195=\"\",0,(_xlfn.XLOOKUP(M_GH!$D195,Daten!$F$25:$F$27,Daten!$H$25:$H$27)-M_GH!$I195\n+IF($G195>_xlfn.XLOOKUP($D195,GI!$C$77:$G$77,GI!$C$80:$G$80),($G195-_xlfn.XLOOKUP($D195,GI!$C$77:$G$77,GI!$C$80:$G$80))/4,0))\n*_xlfn.XLOOKUP(AF$6,Daten!$B$151:$M$151,Daten!$B$150:$M$150)*$T195*24/1000)","v":0},0]
[{"$nulls":19},0,{"$f":"IF($D196=\"\",0,(_xlfn.XLOOKUP(M_GH!$D196,Daten!$F$25:$F$27,Daten!$H$25:$H$27)-M_GH!$I196\n+IF($G196>_xlfn.XLOOKUP($D196,GI!$C$77:$G$77,GI!$C$80:$G$80),($G196-_xlfn.XLOOKUP($D196,GI!$C$77:$G$77,GI!$C$80:$G$80))/4,0))\n*_xlfn.XLOOKUP(U$6,Daten!$B$151:$M$151,Daten!$B$150:$M$150)*$T196*24/1000)","v":0},{"$f":"IF($D196=\"\",0,(_xlfn.XLOOKUP(M_GH!$D196,Daten!$F$25:$F$27,Daten!$H$25:$H$27)-M_GH!$I196\n+IF($G196>_xlfn.XLOOKUP($D196,GI!$C$77:$G$77,GI!$C$80:$G$80),($G196-_xlfn.XLOOKUP($D196,GI!$C$77:$G$77,GI!$C$80:$G$80))/4,0))\n*_xlfn.XLOOKUP(V$6,Daten!$B$151:$M$151,Daten!$B$150:$M$150)*$T196*24/1000)","v":0},{"$f":"IF($D196=\"\",0,(_xlfn.XLOOKUP(M_GH!$D196,Daten!$F$25:$F$27,Daten!$H$25:$H$27)-M_GH!$I196\n+IF($G196>_xlfn.XLOOKUP($D196,GI!$C$77:$G$77,GI!$C$80:$G$80),($G196-_xlfn.XLOOKUP($D196,GI!$C$77:$G$77,GI!$C$80:$G$80))/4,0))\n*_xlfn.XLOOKUP(W$6,Daten!$B$151:$M$151,Daten!$B$150:$M$150)*$T196*24/1000)","v":0},{"$f":"IF($D196=\"\",0,(_xlfn.XLOOKUP(M_GH!$D196,Daten!$F$25:$F$27,Daten!$H$25:$H$27)-M_GH!$I196\n+IF($G196>_xlfn.XLOOKUP($D196,GI!$C$77:$G$77,GI!$C$80:$G$80),($G196-_xlfn.XLOOKUP($D196,GI!$C$77:$G$77,GI!$C$80:$G$80))/4,0))\n*_xlfn.XLOOKUP(X$6,Daten!$B$151:$M$151,Daten!$B$150:$M$150)*$T196*24/1000)","v":0},{"$f":"IF($D196=\"\",0,(_xlfn.XLOOKUP(M_GH!$D196,Daten!$F$25:$F$27,Daten!$H$25:$H$27)-M_GH!$I196\n+IF($G196>_xlfn.XLOOKUP($D196,GI!$C$77:$G$77,GI!$C$80:$G$80),($G196-_xlfn.XLOOKUP($D196,GI!$C$77:$G$77,GI!$C$80:$G$80))/4,0))\n*_xlfn.XLOOKUP(Y$6,Daten!$B$151:$M$151,Daten!$B$150:$M$150)*$T196*24/1000)","v":0},{"$f":"IF($D196=\"\",0,(_xlfn.XLOOKUP(M_GH!$D196,Daten!$F$25:$F$27,Daten!$H$25:$H$27)-M_GH!$I196\n+IF($G196>_xlfn.XLOOKUP($D196,GI!$C$77:$G$77,GI!$C$80:$G$80),($G196-_xlfn.XLOOKUP($D196,GI!$C$77:$G$77,GI!$C$80:$G$80))/4,0))\n*_xlfn.XLOOKUP(Z$6,Daten!$B$151:$M$151,Daten!$B$150:$M$150)*$T196*24/1000)","v":0},{"$f":"IF($D196=\"\",0,(_xlfn.XLOOKUP(M_GH!$D196,Daten!$F$25:$F$27,Daten!$H$25:$H$27)-M_GH!$I196\n+IF($G196>_xlfn.XLOOKUP($D196,GI!$C$77:$G$77,GI!$C$80:$G$80),($G196-_xlfn.XLOOKUP($D196,GI!$C$77:$G$77,GI!$C$80:$G$80))/4,0))\n*_xlfn.XLOOKUP(AA$6,Daten!$B$151:$M$151,Daten!$B$150:$M$150)*$T196*24/1000)","v":0},{"$f":"IF($D196=\"\",0,(_xlfn.XLOOKUP(M_GH!$D196,Daten!$F$25:$F$27,Daten!$H$25:$H$27)-M_GH!$I196\n+IF($G196>_xlfn.XLOOKUP($D196,GI!$C$77:$G$77,GI!$C$80:$G$80),($G196-_xlfn.XLOOKUP($D196,GI!$C$77:$G$77,GI!$C$80:$G$80))/4,0))\n*_xlfn.XLOOKUP(AB$6,Daten!$B$151:$M$151,Daten!$B$150:$M$150)*$T196*24/1000)","v":0},{"$f":"IF($D196=\"\",0,(_xlfn.XLOOKUP(M_GH!$D196,Daten!$F$25:$F$27,Daten!$H$25:$H$27)-M_GH!$I196\n+IF($G196>_xlfn.XLOOKUP($D196,GI!$C$77:$G$77,GI!$C$80:$G$80),($G196-_xlfn.XLOOKUP($D196,GI!$C$77:$G$77,GI!$C$80:$G$80))/4,0))\n*_xlfn.XLOOKUP(AC$6,Daten!$B$151:$M$151,Daten!$B$150:$M$150)*$T196*24/1000)","v":0},{"$f":"IF($D196=\"\",0,(_xlfn.XLOOKUP(M_GH!$D196,Daten!$F$25:$F$27,Daten!$H$25:$H$27)-M_GH!$I196\n+IF($G196>_xlfn.XLOOKUP($D196,GI!$C$77:$G$77,GI!$C$80:$G$80),($G196-_xlfn.XLOOKUP($D196,GI!$C$77:$G$77,GI!$C$80:$G$80))/4,0))\n*_xlfn.XLOOKUP(AD$6,Daten!$B$151:$M$151,Daten!$B$150:$M$150)*$T196*24/1000)","v":0},{"$f":"IF($D196=\"\",0,(_xlfn.XLOOKUP(M_GH!$D196,Daten!$F$25:$F$27,Daten!$H$25:$H$27)-M_GH!$I196\n+IF($G196>_xlfn.XLOOKUP($D196,GI!$C$77:$G$77,GI!$C$80:$G$80),($G196-_xlfn.XLOOKUP($D196,GI!$C$77:$G$77,GI!$C$80:$G$80))/4,0))\n*_xlfn.XLOOKUP(AE$6,Daten!$B$151:$M$151,Daten!$B$150:$M$150)*$T196*24/1000)","v":0},{"$f":"IF($D196=\"\",0,(_xlfn.XLOOKUP(M_GH!$D196,Daten!$F$25:$F$27,Daten!$H$25:$H$27)-M_GH!$I196\n+IF($G196>_xlfn.XLOOKUP($D196,GI!$C$77:$G$77,GI!$C$80:$G$80),($G196-_xlfn.XLOOKUP($D196,GI!$C$77:$G$77,GI!$C$80:$G$80))/4,0))\n*_xlfn.XLOOKUP(AF$6,Daten!$B$151:$M$151,Daten!$B$150:$M$150)*$T196*24/1000)","v":0},0]
[{"$nulls":19},0,{"$f":"IF($D197=\"\",0,(_xlfn.XLOOKUP(M_GH!$D197,Daten!$F$25:$F$27,Daten!$H$25:$H$27)-M_GH!$I197\n+IF($G197>_xlfn.XLOOKUP($D197,GI!$C$77:$G$77,GI!$C$80:$G$80),($G197-_xlfn.XLOOKUP($D197,GI!$C$77:$G$77,GI!$C$80:$G$80))/4,0))\n*_xlfn.XLOOKUP(U$6,Daten!$B$151:$M$151,Daten!$B$150:$M$150)*$T197*24/1000)","v":0},{"$f":"IF($D197=\"\",0,(_xlfn.XLOOKUP(M_GH!$D197,Daten!$F$25:$F$27,Daten!$H$25:$H$27)-M_GH!$I197\n+IF($G197>_xlfn.XLOOKUP($D197,GI!$C$77:$G$77,GI!$C$80:$G$80),($G197-_xlfn.XLOOKUP($D197,GI!$C$77:$G$77,GI!$C$80:$G$80))/4,0))\n*_xlfn.XLOOKUP(V$6,Daten!$B$151:$M$151,Daten!$B$150:$M$150)*$T197*24/1000)","v":0},{"$f":"IF($D197=\"\",0,(_xlfn.XLOOKUP(M_GH!$D197,Daten!$F$25:$F$27,Daten!$H$25:$H$27)-M_GH!$I197\n+IF($G197>_xlfn.XLOOKUP($D197,GI!$C$77:$G$77,GI!$C$80:$G$80),($G197-_xlfn.XLOOKUP($D197,GI!$C$77:$G$77,GI!$C$80:$G$80))/4,0))\n*_xlfn.XLOOKUP(W$6,Daten!$B$151:$M$151,Daten!$B$150:$M$150)*$T197*24/1000)","v":0},{"$f":"IF($D197=\"\",0,(_xlfn.XLOOKUP(M_GH!$D197,Daten!$F$25:$F$27,Daten!$H$25:$H$27)-M_GH!$I197\n+IF($G197>_xlfn.XLOOKUP($D197,GI!$C$77:$G$77,GI!$C$80:$G$80),($G197-_xlfn.XLOOKUP($D197,GI!$C$77:$G$77,GI!$C$80:$G$80))/4,0))\n*_xlfn.XLOOKUP(X$6,Daten!$B$151:$M$151,Daten!$B$150:$M$150)*$T197*24/1000)","v":0},{"$f":"IF($D197=\"\",0,(_xlfn.XLOOKUP(M_GH!$D197,Daten!$F$25:$F$27,Daten!$H$25:$H$27)-M_GH!$I197\n+IF($G197>_xlfn.XLOOKUP($D197,GI!$C$77:$G$77,GI!$C$80:$G$80),($G197-_xlfn.XLOOKUP($D197,GI!$C$77:$G$77,GI!$C$80:$G$80))/4,0))\n*_xlfn.XLOOKUP(Y$6,Daten!$B$151:$M$151,Daten!$B$150:$M$150)*$T197*24/1000)","v":0},{"$f":"IF($D197=\"\",0,(_xlfn.XLOOKUP(M_GH!$D197,Daten!$F$25:$F$27,Daten!$H$25:$H$27)-M_GH!$I197\n+IF($G197>_xlfn.XLOOKUP($D197,GI!$C$77:$G$77,GI!$C$80:$G$80),($G197-_xlfn.XLOOKUP($D197,GI!$C$77:$G$77,GI!$C$80:$G$80))/4,0))\n*_xlfn.XLOOKUP(Z$6,Daten!$B$151:$M$151,Daten!$B$150:$M$150)*$T197*24/1000)","v":0},{"$f":"IF($D197=\"\",0,(_xlfn.XLOOKUP(M_GH!$D197,Daten!$F$25:$F$27,Daten!$H$25:$H$27)-M_GH!$I197\n+IF($G197>_xlfn.XLOOKUP($D197,GI!$C$77:$G$77,GI!$C$80:$G$80),($G197-_xlfn.XLOOKUP($D197,GI!$C$77:$G$77,GI!$C$80:$G$80))/4,0))\n*_xlfn.XLOOKUP(AA$6,Daten!$B$151:$M$151,Daten!$B$150:$M$150)*$T197*24/1000)","v":0},{"$f":"IF($D197=\"\",0,(_xlfn.XLOOKUP(M_GH!$D197,Daten!$F$25:$F$27,Daten!$H$25:$H$27)-M_GH!$I197\n+IF($G197>_xlfn.XLOOKUP($D197,GI!$C$77:$G$77,GI!$C$80:$G$80),($G197-_xlfn.XLOOKUP($D197,GI!$C$77:$G$77,GI!$C$80:$G$80))/4,0))\n*_xlfn.XLOOKUP(AB$6,Daten!$B$151:$M$151,Daten!$B$150:$M$150)*$T197*24/1000)","v":0},{"$f":"IF($D197=\"\",0,(_xlfn.XLOOKUP(M_GH!$D197,Daten!$F$25:$F$27,Daten!$H$25:$H$27)-M_GH!$I197\n+IF($G197>_xlfn.XLOOKUP($D197,GI!$C$77:$G$77,GI!$C$80:$G$80),($G197-_xlfn.XLOOKUP($D197,GI!$C$77:$G$77,GI!$C$80:$G$80))/4,0))\n*_xlfn.XLOOKUP(AC$6,Daten!$B$151:$M$151,Daten!$B$150:$M$150)*$T197*24/1000)","v":0},{"$f":"IF($D197=\"\",0,(_xlfn.XLOOKUP(M_GH!$D197,Daten!$F$25:$F$27,Daten!$H$25:$H$27)-M_GH!$I197\n+IF($G197>_xlfn.XLOOKUP($D197,GI!$C$77:$G$77,GI!$C$80:$G$80),($G197-_xlfn.XLOOKUP($D197,GI!$C$77:$G$77,GI!$C$80:$G$80))/4,0))\n*_xlfn.XLOOKUP(AD$6,Daten!$B$151:$M$151,Daten!$B$150:$M$150)*$T197*24/1000)","v":0},{"$f":"IF($D197=\"\",0,(_xlfn.XLOOKUP(M_GH!$D197,Daten!$F$25:$F$27,Daten!$H$25:$H$27)-M_GH!$I197\n+IF($G197>_xlfn.XLOOKUP($D197,GI!$C$77:$G$77,GI!$C$80:$G$80),($G197-_xlfn.XLOOKUP($D197,GI!$C$77:$G$77,GI!$C$80:$G$80))/4,0))\n*_xlfn.XLOOKUP(AE$6,Daten!$B$151:$M$151,Daten!$B$150:$M$150)*$T197*24/1000)","v":0},{"$f":"IF($D197=\"\",0,(_xlfn.XLOOKUP(M_GH!$D197,Daten!$F$25:$F$27,Daten!$H$25:$H$27)-M_GH!$I197\n+IF($G197>_xlfn.XLOOKUP($D197,GI!$C$77:$G$77,GI!$C$80:$G$80),($G197-_xlfn.XLOOKUP($D197,GI!$C$77:$G$77,GI!$C$80:$G$80))/4,0))\n*_xlfn.XLOOKUP(AF$6,Daten!$B$151:$M$151,Daten!$B$150:$M$150)*$T197*24/1000)","v":0},0]
[{"$nulls":19},0,{"$f":"IF($D198=\"\",0,(_xlfn.XLOOKUP(M_GH!$D198,Daten!$F$25:$F$27,Daten!$H$25:$H$27)-M_GH!$I198\n+IF($G198>_xlfn.XLOOKUP($D198,GI!$C$77:$G$77,GI!$C$80:$G$80),($G198-_xlfn.XLOOKUP($D198,GI!$C$77:$G$77,GI!$C$80:$G$80))/4,0))\n*_xlfn.XLOOKUP(U$6,Daten!$B$151:$M$151,Daten!$B$150:$M$150)*$T198*24/1000)","v":0},{"$f":"IF($D198=\"\",0,(_xlfn.XLOOKUP(M_GH!$D198,Daten!$F$25:$F$27,Daten!$H$25:$H$27)-M_GH!$I198\n+IF($G198>_xlfn.XLOOKUP($D198,GI!$C$77:$G$77,GI!$C$80:$G$80),($G198-_xlfn.XLOOKUP($D198,GI!$C$77:$G$77,GI!$C$80:$G$80))/4,0))\n*_xlfn.XLOOKUP(V$6,Daten!$B$151:$M$151,Daten!$B$150:$M$150)*$T198*24/1000)","v":0},{"$f":"IF($D198=\"\",0,(_xlfn.XLOOKUP(M_GH!$D198,Daten!$F$25:$F$27,Daten!$H$25:$H$27)-M_GH!$I198\n+IF($G198>_xlfn.XLOOKUP($D198,GI!$C$77:$G$77,GI!$C$80:$G$80),($G198-_xlfn.XLOOKUP($D198,GI!$C$77:$G$77,GI!$C$80:$G$80))/4,0))\n*_xlfn.XLOOKUP(W$6,Daten!$B$151:$M$151,Daten!$B$150:$M$150)*$T198*24/1000)","v":0},{"$f":"IF($D198=\"\",0,(_xlfn.XLOOKUP(M_GH!$D198,Daten!$F$25:$F$27,Daten!$H$25:$H$27)-M_GH!$I198\n+IF($G198>_xlfn.XLOOKUP($D198,GI!$C$77:$G$77,GI!$C$80:$G$80),($G198-_xlfn.XLOOKUP($D198,GI!$C$77:$G$77,GI!$C$80:$G$80))/4,0))\n*_xlfn.XLOOKUP(X$6,Daten!$B$151:$M$151,Daten!$B$150:$M$150)*$T198*24/1000)","v":0},{"$f":"IF($D198=\"\",0,(_xlfn.XLOOKUP(M_GH!$D198,Daten!$F$25:$F$27,Daten!$H$25:$H$27)-M_GH!$I198\n+IF($G198>_xlfn.XLOOKUP($D198,GI!$C$77:$G$77,GI!$C$80:$G$80),($G198-_xlfn.XLOOKUP($D198,GI!$C$77:$G$77,GI!$C$80:$G$80))/4,0))\n*_xlfn.XLOOKUP(Y$6,Daten!$B$151:$M$151,Daten!$B$150:$M$150)*$T198*24/1000)","v":0},{"$f":"IF($D198=\"\",0,(_xlfn.XLOOKUP(M_GH!$D198,Daten!$F$25:$F$27,Daten!$H$25:$H$27)-M_GH!$I198\n+IF($G198>_xlfn.XLOOKUP($D198,GI!$C$77:$G$77,GI!$C$80:$G$80),($G198-_xlfn.XLOOKUP($D198,GI!$C$77:$G$77,GI!$C$80:$G$80))/4,0))\n*_xlfn.XLOOKUP(Z$6,Daten!$B$151:$M$151,Daten!$B$150:$M$150)*$T198*24/1000)","v":0},{"$f":"IF($D198=\"\",0,(_xlfn.XLOOKUP(M_GH!$D198,Daten!$F$25:$F$27,Daten!$H$25:$H$27)-M_GH!$I198\n+IF($G198>_xlfn.XLOOKUP($D198,GI!$C$77:$G$77,GI!$C$80:$G$80),($G198-_xlfn.XLOOKUP($D198,GI!$C$77:$G$77,GI!$C$80:$G$80))/4,0))\n*_xlfn.XLOOKUP(AA$6,Daten!$B$151:$M$151,Daten!$B$150:$M$150)*$T198*24/1000)","v":0},{"$f":"IF($D198=\"\",0,(_xlfn.XLOOKUP(M_GH!$D198,Daten!$F$25:$F$27,Daten!$H$25:$H$27)-M_GH!$I198\n+IF($G198>_xlfn.XLOOKUP($D198,GI!$C$77:$G$77,GI!$C$80:$G$80),($G198-_xlfn.XLOOKUP($D198,GI!$C$77:$G$77,GI!$C$80:$G$80))/4,0))\n*_xlfn.XLOOKUP(AB$6,Daten!$B$151:$M$151,Daten!$B$150:$M$150)*$T198*24/1000)","v":0},{"$f":"IF($D198=\"\",0,(_xlfn.XLOOKUP(M_GH!$D198,Daten!$F$25:$F$27,Daten!$H$25:$H$27)-M_GH!$I198\n+IF($G198>_xlfn.XLOOKUP($D198,GI!$C$77:$G$77,GI!$C$80:$G$80),($G198-_xlfn.XLOOKUP($D198,GI!$C$77:$G$77,GI!$C$80:$G$80))/4,0))\n*_xlfn.XLOOKUP(AC$6,Daten!$B$151:$M$151,Daten!$B$150:$M$150)*$T198*24/1000)","v":0},{"$f":"IF($D198=\"\",0,(_xlfn.XLOOKUP(M_GH!$D198,Daten!$F$25:$F$27,Daten!$H$25:$H$27)-M_GH!$I198\n+IF($G198>_xlfn.XLOOKUP($D198,GI!$C$77:$G$77,GI!$C$80:$G$80),($G198-_xlfn.XLOOKUP($D198,GI!$C$77:$G$77,GI!$C$80:$G$80))/4,0))\n*_xlfn.XLOOKUP(AD$6,Daten!$B$151:$M$151,Daten!$B$150:$M$150)*$T198*24/1000)","v":0},{"$f":"IF($D198=\"\",0,(_xlfn.XLOOKUP(M_GH!$D198,Daten!$F$25:$F$27,Daten!$H$25:$H$27)-M_GH!$I198\n+IF($G198>_xlfn.XLOOKUP($D198,GI!$C$77:$G$77,GI!$C$80:$G$80),($G198-_xlfn.XLOOKUP($D198,GI!$C$77:$G$77,GI!$C$80:$G$80))/4,0))\n*_xlfn.XLOOKUP(AE$6,Daten!$B$151:$M$151,Daten!$B$150:$M$150)*$T198*24/1000)","v":0},{"$f":"IF($D198=\"\",0,(_xlfn.XLOOKUP(M_GH!$D198,Daten!$F$25:$F$27,Daten!$H$25:$H$27)-M_GH!$I198\n+IF($G198>_xlfn.XLOOKUP($D198,GI!$C$77:$G$77,GI!$C$80:$G$80),($G198-_xlfn.XLOOKUP($D198,GI!$C$77:$G$77,GI!$C$80:$G$80))/4,0))\n*_xlfn.XLOOKUP(AF$6,Daten!$B$151:$M$151,Daten!$B$150:$M$150)*$T198*24/1000)","v":0},0]
[]
[null,null,"4.2.1 Fotos, Beschreibungen und Bemerkungen"]
[null,null,"Freitext. "]
[]
[null,null,"4.3 Böden",{"$nulls":5},"θin [°C]"]
[{"$nulls":19},{"$f":"E204*F204","v":0},{"$f":"IF($D204=\"\",0,(_xlfn.XLOOKUP(M_GH!$D204,Daten!$F$25:$F$27,Daten!$H$25:$H$27)-M_GH!$I204\n+IF($G204>_xlfn.XLOOKUP($D204,GI!$C$77:$G$77,GI!$C$80:$G$80),($G204-_xlfn.XLOOKUP($D204,GI!$C$77:$G$77,GI!$C$80:$G$80))/4,0))\n*_xlfn.XLOOKUP(U$6,Daten!$B$151:$M$151,Daten!$B$150:$M$150)*$T204*24/1000)","v":0},{"$f":"IF($D204=\"\",0,(_xlfn.XLOOKUP(M_GH!$D204,Daten!$F$25:$F$27,Daten!$H$25:$H$27)-M_GH!$I204\n+IF($G204>_xlfn.XLOOKUP($D204,GI!$C$77:$G$77,GI!$C$80:$G$80),($G204-_xlfn.XLOOKUP($D204,GI!$C$77:$G$77,GI!$C$80:$G$80))/4,0))\n*_xlfn.XLOOKUP(V$6,Daten!$B$151:$M$151,Daten!$B$150:$M$150)*$T204*24/1000)","v":0},{"$f":"IF($D204=\"\",0,(_xlfn.XLOOKUP(M_GH!$D204,Daten!$F$25:$F$27,Daten!$H$25:$H$27)-M_GH!$I204\n+IF($G204>_xlfn.XLOOKUP($D204,GI!$C$77:$G$77,GI!$C$80:$G$80),($G204-_xlfn.XLOOKUP($D204,GI!$C$77:$G$77,GI!$C$80:$G$80))/4,0))\n*_xlfn.XLOOKUP(W$6,Daten!$B$151:$M$151,Daten!$B$150:$M$150)*$T204*24/1000)","v":0},{"$f":"IF($D204=\"\",0,(_xlfn.XLOOKUP(M_GH!$D204,Daten!$F$25:$F$27,Daten!$H$25:$H$27)-M_GH!$I204\n+IF($G204>_xlfn.XLOOKUP($D204,GI!$C$77:$G$77,GI!$C$80:$G$80),($G204-_xlfn.XLOOKUP($D204,GI!$C$77:$G$77,GI!$C$80:$G$80))/4,0))\n*_xlfn.XLOOKUP(X$6,Daten!$B$151:$M$151,Daten!$B$150:$M$150)*$T204*24/1000)","v":0},{"$f":"IF($D204=\"\",0,(_xlfn.XLOOKUP(M_GH!$D204,Daten!$F$25:$F$27,Daten!$H$25:$H$27)-M_GH!$I204\n+IF($G204>_xlfn.XLOOKUP($D204,GI!$C$77:$G$77,GI!$C$80:$G$80),($G204-_xlfn.XLOOKUP($D204,GI!$C$77:$G$77,GI!$C$80:$G$80))/4,0))\n*_xlfn.XLOOKUP(Y$6,Daten!$B$151:$M$151,Daten!$B$150:$M$150)*$T204*24/1000)","v":0},{"$f":"IF($D204=\"\",0,(_xlfn.XLOOKUP(M_GH!$D204,Daten!$F$25:$F$27,Daten!$H$25:$H$27)-M_GH!$I204\n+IF($G204>_xlfn.XLOOKUP($D204,GI!$C$77:$G$77,GI!$C$80:$G$80),($G204-_xlfn.XLOOKUP($D204,GI!$C$77:$G$77,GI!$C$80:$G$80))/4,0))\n*_xlfn.XLOOKUP(Z$6,Daten!$B$151:$M$151,Daten!$B$150:$M$150)*$T204*24/1000)","v":0},{"$f":"IF($D204=\"\",0,(_xlfn.XLOOKUP(M_GH!$D204,Daten!$F$25:$F$27,Daten!$H$25:$H$27)-M_GH!$I204\n+IF($G204>_xlfn.XLOOKUP($D204,GI!$C$77:$G$77,GI!$C$80:$G$80),($G204-_xlfn.XLOOKUP($D204,GI!$C$77:$G$77,GI!$C$80:$G$80))/4,0))\n*_xlfn.XLOOKUP(AA$6,Daten!$B$151:$M$151,Daten!$B$150:$M$150)*$T204*24/1000)","v":0},{"$f":"IF($D204=\"\",0,(_xlfn.XLOOKUP(M_GH!$D204,Daten!$F$25:$F$27,Daten!$H$25:$H$27)-M_GH!$I204\n+IF($G204>_xlfn.XLOOKUP($D204,GI!$C$77:$G$77,GI!$C$80:$G$80),($G204-_xlfn.XLOOKUP($D204,GI!$C$77:$G$77,GI!$C$80:$G$80))/4,0))\n*_xlfn.XLOOKUP(AB$6,Daten!$B$151:$M$151,Daten!$B$150:$M$150)*$T204*24/1000)","v":0},{"$f":"IF($D204=\"\",0,(_xlfn.XLOOKUP(M_GH!$D204,Daten!$F$25:$F$27,Daten!$H$25:$H$27)-M_GH!$I204\n+IF($G204>_xlfn.XLOOKUP($D204,GI!$C$77:$G$77,GI!$C$80:$G$80),($G204-_xlfn.XLOOKUP($D204,GI!$C$77:$G$77,GI!$C$80:$G$80))/4,0))\n*_xlfn.XLOOKUP(AC$6,Daten!$B$151:$M$151,Daten!$B$150:$M$150)*$T204*24/1000)","v":0},{"$f":"IF($D204=\"\",0,(_xlfn.XLOOKUP(M_GH!$D204,Daten!$F$25:$F$27,Daten!$H$25:$H$27)-M_GH!$I204\n+IF($G204>_xlfn.XLOOKUP($D204,GI!$C$77:$G$77,GI!$C$80:$G$80),($G204-_xlfn.XLOOKUP($D204,GI!$C$77:$G$77,GI!$C$80:$G$80))/4,0))\n*_xlfn.XLOOKUP(AD$6,Daten!$B$151:$M$151,Daten!$B$150:$M$150)*$T204*24/1000)","v":0},{"$f":"IF($D204=\"\",0,(_xlfn.XLOOKUP(M_GH!$D204,Daten!$F$25:$F$27,Daten!$H$25:$H$27)-M_GH!$I204\n+IF($G204>_xlfn.XLOOKUP($D204,GI!$C$77:$G$77,GI!$C$80:$G$80),($G204-_xlfn.XLOOKUP($D204,GI!$C$77:$G$77,GI!$C$80:$G$80))/4,0))\n*_xlfn.XLOOKUP(AE$6,Daten!$B$151:$M$151,Daten!$B$150:$M$150)*$T204*24/1000)","v":0},{"$f":"IF($D204=\"\",0,(_xlfn.XLOOKUP(M_GH!$D204,Daten!$F$25:$F$27,Daten!$H$25:$H$27)-M_GH!$I204\n+IF($G204>_xlfn.XLOOKUP($D204,GI!$C$77:$G$77,GI!$C$80:$G$80),($G204-_xlfn.XLOOKUP($D204,GI!$C$77:$G$77,GI!$C$80:$G$80))/4,0))\n*_xlfn.XLOOKUP(AF$6,Daten!$B$151:$M$151,Daten!$B$150:$M$150)*$T204*24/1000)","v":0},0]
[{"$nulls":19},0,{"$f":"IF($D205=\"\",0,(_xlfn.XLOOKUP(M_GH!$D205,Daten!$F$25:$F$27,Daten!$H$25:$H$27)-M_GH!$I205\n+IF($G205>_xlfn.XLOOKUP($D205,GI!$C$77:$G$77,GI!$C$80:$G$80),($G205-_xlfn.XLOOKUP($D205,GI!$C$77:$G$77,GI!$C$80:$G$80))/4,0))\n*_xlfn.XLOOKUP(U$6,Daten!$B$151:$M$151,Daten!$B$150:$M$150)*$T205*24/1000)","v":0},{"$f":"IF($D205=\"\",0,(_xlfn.XLOOKUP(M_GH!$D205,Daten!$F$25:$F$27,Daten!$H$25:$H$27)-M_GH!$I205\n+IF($G205>_xlfn.XLOOKUP($D205,GI!$C$77:$G$77,GI!$C$80:$G$80),($G205-_xlfn.XLOOKUP($D205,GI!$C$77:$G$77,GI!$C$80:$G$80))/4,0))\n*_xlfn.XLOOKUP(V$6,Daten!$B$151:$M$151,Daten!$B$150:$M$150)*$T205*24/1000)","v":0},{"$f":"IF($D205=\"\",0,(_xlfn.XLOOKUP(M_GH!$D205,Daten!$F$25:$F$27,Daten!$H$25:$H$27)-M_GH!$I205\n+IF($G205>_xlfn.XLOOKUP($D205,GI!$C$77:$G$77,GI!$C$80:$G$80),($G205-_xlfn.XLOOKUP($D205,GI!$C$77:$G$77,GI!$C$80:$G$80))/4,0))\n*_xlfn.XLOOKUP(W$6,Daten!$B$151:$M$151,Daten!$B$150:$M$150)*$T205*24/1000)","v":0},{"$f":"IF($D205=\"\",0,(_xlfn.XLOOKUP(M_GH!$D205,Daten!$F$25:$F$27,Daten!$H$25:$H$27)-M_GH!$I205\n+IF($G205>_xlfn.XLOOKUP($D205,GI!$C$77:$G$77,GI!$C$80:$G$80),($G205-_xlfn.XLOOKUP($D205,GI!$C$77:$G$77,GI!$C$80:$G$80))/4,0))\n*_xlfn.XLOOKUP(X$6,Daten!$B$151:$M$151,Daten!$B$150:$M$150)*$T205*24/1000)","v":0},{"$f":"IF($D205=\"\",0,(_xlfn.XLOOKUP(M_GH!$D205,Daten!$F$25:$F$27,Daten!$H$25:$H$27)-M_GH!$I205\n+IF($G205>_xlfn.XLOOKUP($D205,GI!$C$77:$G$77,GI!$C$80:$G$80),($G205-_xlfn.XLOOKUP($D205,GI!$C$77:$G$77,GI!$C$80:$G$80))/4,0))\n*_xlfn.XLOOKUP(Y$6,Daten!$B$151:$M$151,Daten!$B$150:$M$150)*$T205*24/1000)","v":0},{"$f":"IF($D205=\"\",0,(_xlfn.XLOOKUP(M_GH!$D205,Daten!$F$25:$F$27,Daten!$H$25:$H$27)-M_GH!$I205\n+IF($G205>_xlfn.XLOOKUP($D205,GI!$C$77:$G$77,GI!$C$80:$G$80),($G205-_xlfn.XLOOKUP($D205,GI!$C$77:$G$77,GI!$C$80:$G$80))/4,0))\n*_xlfn.XLOOKUP(Z$6,Daten!$B$151:$M$151,Daten!$B$150:$M$150)*$T205*24/1000)","v":0},{"$f":"IF($D205=\"\",0,(_xlfn.XLOOKUP(M_GH!$D205,Daten!$F$25:$F$27,Daten!$H$25:$H$27)-M_GH!$I205\n+IF($G205>_xlfn.XLOOKUP($D205,GI!$C$77:$G$77,GI!$C$80:$G$80),($G205-_xlfn.XLOOKUP($D205,GI!$C$77:$G$77,GI!$C$80:$G$80))/4,0))\n*_xlfn.XLOOKUP(AA$6,Daten!$B$151:$M$151,Daten!$B$150:$M$150)*$T205*24/1000)","v":0},{"$f":"IF($D205=\"\",0,(_xlfn.XLOOKUP(M_GH!$D205,Daten!$F$25:$F$27,Daten!$H$25:$H$27)-M_GH!$I205\n+IF($G205>_xlfn.XLOOKUP($D205,GI!$C$77:$G$77,GI!$C$80:$G$80),($G205-_xlfn.XLOOKUP($D205,GI!$C$77:$G$77,GI!$C$80:$G$80))/4,0))\n*_xlfn.XLOOKUP(AB$6,Daten!$B$151:$M$151,Daten!$B$150:$M$150)*$T205*24/1000)","v":0},{"$f":"IF($D205=\"\",0,(_xlfn.XLOOKUP(M_GH!$D205,Daten!$F$25:$F$27,Daten!$H$25:$H$27)-M_GH!$I205\n+IF($G205>_xlfn.XLOOKUP($D205,GI!$C$77:$G$77,GI!$C$80:$G$80),($G205-_xlfn.XLOOKUP($D205,GI!$C$77:$G$77,GI!$C$80:$G$80))/4,0))\n*_xlfn.XLOOKUP(AC$6,Daten!$B$151:$M$151,Daten!$B$150:$M$150)*$T205*24/1000)","v":0},{"$f":"IF($D205=\"\",0,(_xlfn.XLOOKUP(M_GH!$D205,Daten!$F$25:$F$27,Daten!$H$25:$H$27)-M_GH!$I205\n+IF($G205>_xlfn.XLOOKUP($D205,GI!$C$77:$G$77,GI!$C$80:$G$80),($G205-_xlfn.XLOOKUP($D205,GI!$C$77:$G$77,GI!$C$80:$G$80))/4,0))\n*_xlfn.XLOOKUP(AD$6,Daten!$B$151:$M$151,Daten!$B$150:$M$150)*$T205*24/1000)","v":0},{"$f":"IF($D205=\"\",0,(_xlfn.XLOOKUP(M_GH!$D205,Daten!$F$25:$F$27,Daten!$H$25:$H$27)-M_GH!$I205\n+IF($G205>_xlfn.XLOOKUP($D205,GI!$C$77:$G$77,GI!$C$80:$G$80),($G205-_xlfn.XLOOKUP($D205,GI!$C$77:$G$77,GI!$C$80:$G$80))/4,0))\n*_xlfn.XLOOKUP(AE$6,Daten!$B$151:$M$151,Daten!$B$150:$M$150)*$T205*24/1000)","v":0},{"$f":"IF($D205=\"\",0,(_xlfn.XLOOKUP(M_GH!$D205,Daten!$F$25:$F$27,Daten!$H$25:$H$27)-M_GH!$I205\n+IF($G205>_xlfn.XLOOKUP($D205,GI!$C$77:$G$77,GI!$C$80:$G$80),($G205-_xlfn.XLOOKUP($D205,GI!$C$77:$G$77,GI!$C$80:$G$80))/4,0))\n*_xlfn.XLOOKUP(AF$6,Daten!$B$151:$M$151,Daten!$B$150:$M$150)*$T205*24/1000)","v":0},0]
[{"$nulls":19},0,{"$f":"IF($D206=\"\",0,(_xlfn.XLOOKUP(M_GH!$D206,Daten!$F$25:$F$27,Daten!$H$25:$H$27)-M_GH!$I206\n+IF($G206>_xlfn.XLOOKUP($D206,GI!$C$77:$G$77,GI!$C$80:$G$80),($G206-_xlfn.XLOOKUP($D206,GI!$C$77:$G$77,GI!$C$80:$G$80))/4,0))\n*_xlfn.XLOOKUP(U$6,Daten!$B$151:$M$151,Daten!$B$150:$M$150)*$T206*24/1000)","v":0},{"$f":"IF($D206=\"\",0,(_xlfn.XLOOKUP(M_GH!$D206,Daten!$F$25:$F$27,Daten!$H$25:$H$27)-M_GH!$I206\n+IF($G206>_xlfn.XLOOKUP($D206,GI!$C$77:$G$77,GI!$C$80:$G$80),($G206-_xlfn.XLOOKUP($D206,GI!$C$77:$G$77,GI!$C$80:$G$80))/4,0))\n*_xlfn.XLOOKUP(V$6,Daten!$B$151:$M$151,Daten!$B$150:$M$150)*$T206*24/1000)","v":0},{"$f":"IF($D206=\"\",0,(_xlfn.XLOOKUP(M_GH!$D206,Daten!$F$25:$F$27,Daten!$H$25:$H$27)-M_GH!$I206\n+IF($G206>_xlfn.XLOOKUP($D206,GI!$C$77:$G$77,GI!$C$80:$G$80),($G206-_xlfn.XLOOKUP($D206,GI!$C$77:$G$77,GI!$C$80:$G$80))/4,0))\n*_xlfn.XLOOKUP(W$6,Daten!$B$151:$M$151,Daten!$B$150:$M$150)*$T206*24/1000)","v":0},{"$f":"IF($D206=\"\",0,(_xlfn.XLOOKUP(M_GH!$D206,Daten!$F$25:$F$27,Daten!$H$25:$H$27)-M_GH!$I206\n+IF($G206>_xlfn.XLOOKUP($D206,GI!$C$77:$G$77,GI!$C$80:$G$80),($G206-_xlfn.XLOOKUP($D206,GI!$C$77:$G$77,GI!$C$80:$G$80))/4,0))\n*_xlfn.XLOOKUP(X$6,Daten!$B$151:$M$151,Daten!$B$150:$M$150)*$T206*24/1000)","v":0},{"$f":"IF($D206=\"\",0,(_xlfn.XLOOKUP(M_GH!$D206,Daten!$F$25:$F$27,Daten!$H$25:$H$27)-M_GH!$I206\n+IF($G206>_xlfn.XLOOKUP($D206,GI!$C$77:$G$77,GI!$C$80:$G$80),($G206-_xlfn.XLOOKUP($D206,GI!$C$77:$G$77,GI!$C$80:$G$80))/4,0))\n*_xlfn.XLOOKUP(Y$6,Daten!$B$151:$M$151,Daten!$B$150:$M$150)*$T206*24/1000)","v":0},{"$f":"IF($D206=\"\",0,(_xlfn.XLOOKUP(M_GH!$D206,Daten!$F$25:$F$27,Daten!$H$25:$H$27)-M_GH!$I206\n+IF($G206>_xlfn.XLOOKUP($D206,GI!$C$77:$G$77,GI!$C$80:$G$80),($G206-_xlfn.XLOOKUP($D206,GI!$C$77:$G$77,GI!$C$80:$G$80))/4,0))\n*_xlfn.XLOOKUP(Z$6,Daten!$B$151:$M$151,Daten!$B$150:$M$150)*$T206*24/1000)","v":0},{"$f":"IF($D206=\"\",0,(_xlfn.XLOOKUP(M_GH!$D206,Daten!$F$25:$F$27,Daten!$H$25:$H$27)-M_GH!$I206\n+IF($G206>_xlfn.XLOOKUP($D206,GI!$C$77:$G$77,GI!$C$80:$G$80),($G206-_xlfn.XLOOKUP($D206,GI!$C$77:$G$77,GI!$C$80:$G$80))/4,0))\n*_xlfn.XLOOKUP(AA$6,Daten!$B$151:$M$151,Daten!$B$150:$M$150)*$T206*24/1000)","v":0},{"$f":"IF($D206=\"\",0,(_xlfn.XLOOKUP(M_GH!$D206,Daten!$F$25:$F$27,Daten!$H$25:$H$27)-M_GH!$I206\n+IF($G206>_xlfn.XLOOKUP($D206,GI!$C$77:$G$77,GI!$C$80:$G$80),($G206-_xlfn.XLOOKUP($D206,GI!$C$77:$G$77,GI!$C$80:$G$80))/4,0))\n*_xlfn.XLOOKUP(AB$6,Daten!$B$151:$M$151,Daten!$B$150:$M$150)*$T206*24/1000)","v":0},{"$f":"IF($D206=\"\",0,(_xlfn.XLOOKUP(M_GH!$D206,Daten!$F$25:$F$27,Daten!$H$25:$H$27)-M_GH!$I206\n+IF($G206>_xlfn.XLOOKUP($D206,GI!$C$77:$G$77,GI!$C$80:$G$80),($G206-_xlfn.XLOOKUP($D206,GI!$C$77:$G$77,GI!$C$80:$G$80))/4,0))\n*_xlfn.XLOOKUP(AC$6,Daten!$B$151:$M$151,Daten!$B$150:$M$150)*$T206*24/1000)","v":0},{"$f":"IF($D206=\"\",0,(_xlfn.XLOOKUP(M_GH!$D206,Daten!$F$25:$F$27,Daten!$H$25:$H$27)-M_GH!$I206\n+IF($G206>_xlfn.XLOOKUP($D206,GI!$C$77:$G$77,GI!$C$80:$G$80),($G206-_xlfn.XLOOKUP($D206,GI!$C$77:$G$77,GI!$C$80:$G$80))/4,0))\n*_xlfn.XLOOKUP(AD$6,Daten!$B$151:$M$151,Daten!$B$150:$M$150)*$T206*24/1000)","v":0},{"$f":"IF($D206=\"\",0,(_xlfn.XLOOKUP(M_GH!$D206,Daten!$F$25:$F$27,Daten!$H$25:$H$27)-M_GH!$I206\n+IF($G206>_xlfn.XLOOKUP($D206,GI!$C$77:$G$77,GI!$C$80:$G$80),($G206-_xlfn.XLOOKUP($D206,GI!$C$77:$G$77,GI!$C$80:$G$80))/4,0))\n*_xlfn.XLOOKUP(AE$6,Daten!$B$151:$M$151,Daten!$B$150:$M$150)*$T206*24/1000)","v":0},{"$f":"IF($D206=\"\",0,(_xlfn.XLOOKUP(M_GH!$D206,Daten!$F$25:$F$27,Daten!$H$25:$H$27)-M_GH!$I206\n+IF($G206>_xlfn.XLOOKUP($D206,GI!$C$77:$G$77,GI!$C$80:$G$80),($G206-_xlfn.XLOOKUP($D206,GI!$C$77:$G$77,GI!$C$80:$G$80))/4,0))\n*_xlfn.XLOOKUP(AF$6,Daten!$B$151:$M$151,Daten!$B$150:$M$150)*$T206*24/1000)","v":0},0]
[{"$nulls":19},0,{"$f":"IF($D207=\"\",0,(_xlfn.XLOOKUP(M_GH!$D207,Daten!$F$25:$F$27,Daten!$H$25:$H$27)-M_GH!$I207\n+IF($G207>_xlfn.XLOOKUP($D207,GI!$C$77:$G$77,GI!$C$80:$G$80),($G207-_xlfn.XLOOKUP($D207,GI!$C$77:$G$77,GI!$C$80:$G$80))/4,0))\n*_xlfn.XLOOKUP(U$6,Daten!$B$151:$M$151,Daten!$B$150:$M$150)*$T207*24/1000)","v":0},{"$f":"IF($D207=\"\",0,(_xlfn.XLOOKUP(M_GH!$D207,Daten!$F$25:$F$27,Daten!$H$25:$H$27)-M_GH!$I207\n+IF($G207>_xlfn.XLOOKUP($D207,GI!$C$77:$G$77,GI!$C$80:$G$80),($G207-_xlfn.XLOOKUP($D207,GI!$C$77:$G$77,GI!$C$80:$G$80))/4,0))\n*_xlfn.XLOOKUP(V$6,Daten!$B$151:$M$151,Daten!$B$150:$M$150)*$T207*24/1000)","v":0},{"$f":"IF($D207=\"\",0,(_xlfn.XLOOKUP(M_GH!$D207,Daten!$F$25:$F$27,Daten!$H$25:$H$27)-M_GH!$I207\n+IF($G207>_xlfn.XLOOKUP($D207,GI!$C$77:$G$77,GI!$C$80:$G$80),($G207-_xlfn.XLOOKUP($D207,GI!$C$77:$G$77,GI!$C$80:$G$80))/4,0))\n*_xlfn.XLOOKUP(W$6,Daten!$B$151:$M$151,Daten!$B$150:$M$150)*$T207*24/1000)","v":0},{"$f":"IF($D207=\"\",0,(_xlfn.XLOOKUP(M_GH!$D207,Daten!$F$25:$F$27,Daten!$H$25:$H$27)-M_GH!$I207\n+IF($G207>_xlfn.XLOOKUP($D207,GI!$C$77:$G$77,GI!$C$80:$G$80),($G207-_xlfn.XLOOKUP($D207,GI!$C$77:$G$77,GI!$C$80:$G$80))/4,0))\n*_xlfn.XLOOKUP(X$6,Daten!$B$151:$M$151,Daten!$B$150:$M$150)*$T207*24/1000)","v":0},{"$f":"IF($D207=\"\",0,(_xlfn.XLOOKUP(M_GH!$D207,Daten!$F$25:$F$27,Daten!$H$25:$H$27)-M_GH!$I207\n+IF($G207>_xlfn.XLOOKUP($D207,GI!$C$77:$G$77,GI!$C$80:$G$80),($G207-_xlfn.XLOOKUP($D207,GI!$C$77:$G$77,GI!$C$80:$G$80))/4,0))\n*_xlfn.XLOOKUP(Y$6,Daten!$B$151:$M$151,Daten!$B$150:$M$150)*$T207*24/1000)","v":0},{"$f":"IF($D207=\"\",0,(_xlfn.XLOOKUP(M_GH!$D207,Daten!$F$25:$F$27,Daten!$H$25:$H$27)-M_GH!$I207\n+IF($G207>_xlfn.XLOOKUP($D207,GI!$C$77:$G$77,GI!$C$80:$G$80),($G207-_xlfn.XLOOKUP($D207,GI!$C$77:$G$77,GI!$C$80:$G$80))/4,0))\n*_xlfn.XLOOKUP(Z$6,Daten!$B$151:$M$151,Daten!$B$150:$M$150)*$T207*24/1000)","v":0},{"$f":"IF($D207=\"\",0,(_xlfn.XLOOKUP(M_GH!$D207,Daten!$F$25:$F$27,Daten!$H$25:$H$27)-M_GH!$I207\n+IF($G207>_xlfn.XLOOKUP($D207,GI!$C$77:$G$77,GI!$C$80:$G$80),($G207-_xlfn.XLOOKUP($D207,GI!$C$77:$G$77,GI!$C$80:$G$80))/4,0))\n*_xlfn.XLOOKUP(AA$6,Daten!$B$151:$M$151,Daten!$B$150:$M$150)*$T207*24/1000)","v":0},{"$f":"IF($D207=\"\",0,(_xlfn.XLOOKUP(M_GH!$D207,Daten!$F$25:$F$27,Daten!$H$25:$H$27)-M_GH!$I207\n+IF($G207>_xlfn.XLOOKUP($D207,GI!$C$77:$G$77,GI!$C$80:$G$80),($G207-_xlfn.XLOOKUP($D207,GI!$C$77:$G$77,GI!$C$80:$G$80))/4,0))\n*_xlfn.XLOOKUP(AB$6,Daten!$B$151:$M$151,Daten!$B$150:$M$150)*$T207*24/1000)","v":0},{"$f":"IF($D207=\"\",0,(_xlfn.XLOOKUP(M_GH!$D207,Daten!$F$25:$F$27,Daten!$H$25:$H$27)-M_GH!$I207\n+IF($G207>_xlfn.XLOOKUP($D207,GI!$C$77:$G$77,GI!$C$80:$G$80),($G207-_xlfn.XLOOKUP($D207,GI!$C$77:$G$77,GI!$C$80:$G$80))/4,0))\n*_xlfn.XLOOKUP(AC$6,Daten!$B$151:$M$151,Daten!$B$150:$M$150)*$T207*24/1000)","v":0},{"$f":"IF($D207=\"\",0,(_xlfn.XLOOKUP(M_GH!$D207,Daten!$F$25:$F$27,Daten!$H$25:$H$27)-M_GH!$I207\n+IF($G207>_xlfn.XLOOKUP($D207,GI!$C$77:$G$77,GI!$C$80:$G$80),($G207-_xlfn.XLOOKUP($D207,GI!$C$77:$G$77,GI!$C$80:$G$80))/4,0))\n*_xlfn.XLOOKUP(AD$6,Daten!$B$151:$M$151,Daten!$B$150:$M$150)*$T207*24/1000)","v":0},{"$f":"IF($D207=\"\",0,(_xlfn.XLOOKUP(M_GH!$D207,Daten!$F$25:$F$27,Daten!$H$25:$H$27)-M_GH!$I207\n+IF($G207>_xlfn.XLOOKUP($D207,GI!$C$77:$G$77,GI!$C$80:$G$80),($G207-_xlfn.XLOOKUP($D207,GI!$C$77:$G$77,GI!$C$80:$G$80))/4,0))\n*_xlfn.XLOOKUP(AE$6,Daten!$B$151:$M$151,Daten!$B$150:$M$150)*$T207*24/1000)","v":0},{"$f":"IF($D207=\"\",0,(_xlfn.XLOOKUP(M_GH!$D207,Daten!$F$25:$F$27,Daten!$H$25:$H$27)-M_GH!$I207\n+IF($G207>_xlfn.XLOOKUP($D207,GI!$C$77:$G$77,GI!$C$80:$G$80),($G207-_xlfn.XLOOKUP($D207,GI!$C$77:$G$77,GI!$C$80:$G$80))/4,0))\n*_xlfn.XLOOKUP(AF$6,Daten!$B$151:$M$151,Daten!$B$150:$M$150)*$T207*24/1000)","v":0},0]
[{"$nulls":19},0,{"$f":"IF($D208=\"\",0,(_xlfn.XLOOKUP(M_GH!$D208,Daten!$F$25:$F$27,Daten!$H$25:$H$27)-M_GH!$I208\n+IF($G208>_xlfn.XLOOKUP($D208,GI!$C$77:$G$77,GI!$C$80:$G$80),($G208-_xlfn.XLOOKUP($D208,GI!$C$77:$G$77,GI!$C$80:$G$80))/4,0))\n*_xlfn.XLOOKUP(U$6,Daten!$B$151:$M$151,Daten!$B$150:$M$150)*$T208*24/1000)","v":0},{"$f":"IF($D208=\"\",0,(_xlfn.XLOOKUP(M_GH!$D208,Daten!$F$25:$F$27,Daten!$H$25:$H$27)-M_GH!$I208\n+IF($G208>_xlfn.XLOOKUP($D208,GI!$C$77:$G$77,GI!$C$80:$G$80),($G208-_xlfn.XLOOKUP($D208,GI!$C$77:$G$77,GI!$C$80:$G$80))/4,0))\n*_xlfn.XLOOKUP(V$6,Daten!$B$151:$M$151,Daten!$B$150:$M$150)*$T208*24/1000)","v":0},{"$f":"IF($D208=\"\",0,(_xlfn.XLOOKUP(M_GH!$D208,Daten!$F$25:$F$27,Daten!$H$25:$H$27)-M_GH!$I208\n+IF($G208>_xlfn.XLOOKUP($D208,GI!$C$77:$G$77,GI!$C$80:$G$80),($G208-_xlfn.XLOOKUP($D208,GI!$C$77:$G$77,GI!$C$80:$G$80))/4,0))\n*_xlfn.XLOOKUP(W$6,Daten!$B$151:$M$151,Daten!$B$150:$M$150)*$T208*24/1000)","v":0},{"$f":"IF($D208=\"\",0,(_xlfn.XLOOKUP(M_GH!$D208,Daten!$F$25:$F$27,Daten!$H$25:$H$27)-M_GH!$I208\n+IF($G208>_xlfn.XLOOKUP($D208,GI!$C$77:$G$77,GI!$C$80:$G$80),($G208-_xlfn.XLOOKUP($D208,GI!$C$77:$G$77,GI!$C$80:$G$80))/4,0))\n*_xlfn.XLOOKUP(X$6,Daten!$B$151:$M$151,Daten!$B$150:$M$150)*$T208*24/1000)","v":0},{"$f":"IF($D208=\"\",0,(_xlfn.XLOOKUP(M_GH!$D208,Daten!$F$25:$F$27,Daten!$H$25:$H$27)-M_GH!$I208\n+IF($G208>_xlfn.XLOOKUP($D208,GI!$C$77:$G$77,GI!$C$80:$G$80),($G208-_xlfn.XLOOKUP($D208,GI!$C$77:$G$77,GI!$C$80:$G$80))/4,0))\n*_xlfn.XLOOKUP(Y$6,Daten!$B$151:$M$151,Daten!$B$150:$M$150)*$T208*24/1000)","v":0},{"$f":"IF($D208=\"\",0,(_xlfn.XLOOKUP(M_GH!$D208,Daten!$F$25:$F$27,Daten!$H$25:$H$27)-M_GH!$I208\n+IF($G208>_xlfn.XLOOKUP($D208,GI!$C$77:$G$77,GI!$C$80:$G$80),($G208-_xlfn.XLOOKUP($D208,GI!$C$77:$G$77,GI!$C$80:$G$80))/4,0))\n*_xlfn.XLOOKUP(Z$6,Daten!$B$151:$M$151,Daten!$B$150:$M$150)*$T208*24/1000)","v":0},{"$f":"IF($D208=\"\",0,(_xlfn.XLOOKUP(M_GH!$D208,Daten!$F$25:$F$27,Daten!$H$25:$H$27)-M_GH!$I208\n+IF($G208>_xlfn.XLOOKUP($D208,GI!$C$77:$G$77,GI!$C$80:$G$80),($G208-_xlfn.XLOOKUP($D208,GI!$C$77:$G$77,GI!$C$80:$G$80))/4,0))\n*_xlfn.XLOOKUP(AA$6,Daten!$B$151:$M$151,Daten!$B$150:$M$150)*$T208*24/1000)","v":0},{"$f":"IF($D208=\"\",0,(_xlfn.XLOOKUP(M_GH!$D208,Daten!$F$25:$F$27,Daten!$H$25:$H$27)-M_GH!$I208\n+IF($G208>_xlfn.XLOOKUP($D208,GI!$C$77:$G$77,GI!$C$80:$G$80),($G208-_xlfn.XLOOKUP($D208,GI!$C$77:$G$77,GI!$C$80:$G$80))/4,0))\n*_xlfn.XLOOKUP(AB$6,Daten!$B$151:$M$151,Daten!$B$150:$M$150)*$T208*24/1000)","v":0},{"$f":"IF($D208=\"\",0,(_xlfn.XLOOKUP(M_GH!$D208,Daten!$F$25:$F$27,Daten!$H$25:$H$27)-M_GH!$I208\n+IF($G208>_xlfn.XLOOKUP($D208,GI!$C$77:$G$77,GI!$C$80:$G$80),($G208-_xlfn.XLOOKUP($D208,GI!$C$77:$G$77,GI!$C$80:$G$80))/4,0))\n*_xlfn.XLOOKUP(AC$6,Daten!$B$151:$M$151,Daten!$B$150:$M$150)*$T208*24/1000)","v":0},{"$f":"IF($D208=\"\",0,(_xlfn.XLOOKUP(M_GH!$D208,Daten!$F$25:$F$27,Daten!$H$25:$H$27)-M_GH!$I208\n+IF($G208>_xlfn.XLOOKUP($D208,GI!$C$77:$G$77,GI!$C$80:$G$80),($G208-_xlfn.XLOOKUP($D208,GI!$C$77:$G$77,GI!$C$80:$G$80))/4,0))\n*_xlfn.XLOOKUP(AD$6,Daten!$B$151:$M$151,Daten!$B$150:$M$150)*$T208*24/1000)","v":0},{"$f":"IF($D208=\"\",0,(_xlfn.XLOOKUP(M_GH!$D208,Daten!$F$25:$F$27,Daten!$H$25:$H$27)-M_GH!$I208\n+IF($G208>_xlfn.XLOOKUP($D208,GI!$C$77:$G$77,GI!$C$80:$G$80),($G208-_xlfn.XLOOKUP($D208,GI!$C$77:$G$77,GI!$C$80:$G$80))/4,0))\n*_xlfn.XLOOKUP(AE$6,Daten!$B$151:$M$151,Daten!$B$150:$M$150)*$T208*24/1000)","v":0},{"$f":"IF($D208=\"\",0,(_xlfn.XLOOKUP(M_GH!$D208,Daten!$F$25:$F$27,Daten!$H$25:$H$27)-M_GH!$I208\n+IF($G208>_xlfn.XLOOKUP($D208,GI!$C$77:$G$77,GI!$C$80:$G$80),($G208-_xlfn.XLOOKUP($D208,GI!$C$77:$G$77,GI!$C$80:$G$80))/4,0))\n*_xlfn.XLOOKUP(AF$6,Daten!$B$151:$M$151,Daten!$B$150:$M$150)*$T208*24/1000)","v":0},0]
[]
[null,null,"4.3.1 Fotos, Beschreibungen und Bemerkungen",{"$nulls":49},"Kommentare:"]
[null,null,"Freitext. "]

{"sheet":"V_GH","index":10,"n_rows":314,"n_cols":74,"rows_kept":314,"merged":[[2,46,2,58],[2,59,2,71],[211,1,261,44]]}
[]
[null,"Gebäude-Energie-Analyse-Tool"]
[null,"H. Erstellung der Varianten Gebäudehülle",{"$nulls":44},"Wärmetransmissionsverluste [kWh/m²]",{"$nulls":12},"Solare Wärmeeinträge [kWh/m²]"]
[{"$nulls":3},"Variante A",{"$nulls":6},"Variante B",{"$nulls":6},"Variante C",{"$nulls":7},"Variante A",{"$nulls":6},"Variante B",{"$nulls":6},"Variante C"]
[{"$nulls":3},"Auswählen",null,null,"Förderung",{"$nulls":3},"Auswählen",null,null,"Förderung",{"$nulls":3},"Auswählen",null,null,"Förderung",{"$nulls":4},"Auswählen",null,null,"Förderung",{"$nulls":3},"Auswählen",null,null,"Förderung",{"$nulls":3},"Auswählen",null,null,"Förderung",{"$nulls":3},"Jan","Feb","Mär","Apr","Mai","Jun","Jul","Aug","Sep","Okt","Nov","Dez","sum","Jan","Feb","Mär","Apr","Mai","Jun","Jul","Aug","Sep","Okt","Nov","Dez","sum"]
[null,"De-/Aktiviere Bauteile pro Variante aus IST-Zustand (GH) und Massnahmen (M_GH). "]
[]
[null,"IST - Bauteile gegen Aussenluft",{"$nulls":21},"Massnahmen - Bauteile gegen Aussenluft",{"$nulls":49},"Kommentar:"]
[null,{"$f":"GH!C9","v":"1.1 Dächer / Estrich / Terrasse gg. Aussenluft"},{"$nulls":21},{"$f":"M_GH!C10","v":"1.1 Dächer / Estrich / Terrasse"}]
[null,{"$f":"IF(GH!C10=\"\",\"-\",GH!C10)","v":"-"},null,false,{"$f":"IF(AND(NOT($B10=\"-\"),D10),\"x\",\"\")","v":""},null,false,{"$f":"IF(AND(NOT($B10=\"-\"),G10),\"x\",\"\")","v":""},null,null,false,{"$f":"IF(AND(NOT($B10=\"-\"),K10),\"x\",\"\")","v":""},null,false,{"$f":"IF(AND(NOT($B10=\"-\"),N10),\"x\",\"\")","v":""},null,null,false,{"$f":"IF(AND(NOT($B10=\"-\"),R10),\"x\",\"\")","v":""},null,false,{"$f":"IF(AND(NOT($B10=\"-\"),U10),\"x\",\"\")","v":""},null,{"$f":"IF(M_GH!C11=\"\",\"-\",M_GH!C11)","v":"-"},null,false,{"$f":"IF(AND(NOT($X10=\"-\"),Z10),\"x\",\"\")","v":""},null,false,{"$f":"IF(AND(NOT($X10=\"-\"),AC10),\"x\",\"\")","v":""},null,null,false,{"$f":"IF(AND(NOT($X10=\"-\"),AG10),\"x\",\"\")","v":""},null,false,{"$f":"IF(AND(NOT($X10=\"-\"),AJ10),\"x\",\"\")","v":""},null,null,false,{"$f":"IF(AND(NOT($X10=\"-\"),AN10),\"x\",\"\")","v":""},null,false,{"$f":"IF(AND(NOT($X10=\"-\"),AQ10),\"x\",\"\")","v":""}]
[null,{"$f":"IF(GH!C11=\"\",\"-\",GH!C11)","v":"-"},null,false,{"$f":"IF(AND(NOT($B11=\"-\"),D11),\"x\",\"\")","v":""},null,false,{"$f":"IF(AND(NOT($B11=\"-\"),G11),\"x\",\"\")","v":""},null,null,false,{"$f":"IF(AND(NOT($B11=\"-\"),K11),\"x\",\"\")","v":""},null,false,{"$f":"IF(AND(NOT($B11=\"-\"),N11),\"x\",\"\")","v":""},null,null,false,{"$f":"IF(AND(NOT($B11=\"-\"),R11),\"x\",\"\")","v":""},null,false,{"$f":"IF(AND(NOT($B11=\"-\"),U11),\"x\",\"\")","v":""},null,{"$f":"IF(M_GH!C12=\"\",\"-\",M_GH!C12)","v":"-"},null,false,"",null,false,"",null,null,false,"",null,false,"",null,null,false,"",null,false,""]
[null,{"$f":"IF(GH!C12=\"\",\"-\",GH!C12)","v":"-"},null,false,"",null,false,"",null,null,false,"",null,false,"",null,null,false,"",null,false,"",null,{"$f":"IF(M_GH!C13=\"\",\"-\",M_GH!C13)","v":"-"},null,false,"",null,false,"",null,null,false,"",null,false,"",null,null,false,"",null,false,""]
[null,{"$f":"IF(GH!C13=\"\",\"-\",GH!C13)","v":"-"},null,false,"",null,false,"",null,null,false,"",null,false,"",null,null,false,"",null,false,"",null,{"$f":"IF(M_GH!C14=\"\",\"-\",M_GH!C14)","v":"-"},null,false,"",null,false,"",null,null,false,"",null,false,"",null,null,false,"",null,false,""]
[null,{"$f":"IF(GH!C14=\"\",\"-\",GH!C14)","v":"-"},null,false,"",null,false,"",null,null,false,"",null,false,"",null,null,false,"",null,false,"",null,{"$f":"IF(M_GH!C15=\"\",\"-\",M_GH!C15)","v":"-"},null,false,"",null,false,"",null,null,false,"",null,false,"",null,null,false,"",null,false,""]
[null,{"$f":"IF(GH!C15=\"\",\"-\",GH!C15)","v":"-"},null,false,"",null,false,"",null,null,false,"",null,false,"",null,null,false,"",null,false,"",null,{"$f":"IF(M_GH!C16=\"\",\"-\",M_GH!C16)","v":"-"},null,false,"",null,false,"",null,null,true,"",null,false,"",null,null,false,"",null,false,""]
[null,{"$f":"IF(GH!C16=\"\",\"-\",GH!C16)","v":"-"},null,false,"",null,false,"",null,null,false,"",null,false,"",null,null,false,"",null,false,"",null,{"$f":"IF(M_GH!C17=\"\",\"-\",M_GH!C17)","v":"-"},null,false,"",null,false,"",null,null,false,"",null,false,"",null,null,false,"",null,false,""]
[null,{"$f":"IF(GH!C17=\"\",\"-\",GH!C17)","v":"-"},null,false,"",null,false,"",null,null,false,"",null,false,"",null,null,false,"",null,false,"",null,{"$f":"IF(M_GH!C18=\"\",\"-\",M_GH!C18)","v":"-"},null,false,"",null,false,"",null,null,false,"",null,false,"",null,null,false,"",null,false,""]
[]
[]
[]
[]
[null,{"$f":"IF(GH!C22=\"\",\"\",GH!C22)","v":"1.2 Wände gg. Aussenluft"},{"$nulls":21},{"$f":"IF(M_GH!C23=\"\",\"-\",M_GH!C23)","v":"1.2 Wände"}]
[null,{"$f":"IF(GH!C23=\"\",\"-\",GH!C23)","v":"-"},null,false,{"$f":"IF(AND(NOT($B23=\"-\"),D23),\"x\",\"\")","v":""},null,false,{"$f":"IF(AND(NOT($B23=\"-\"),G23),\"x\",\"\")","v":""},null,null,false,{"$f":"IF(AND(NOT($B23=\"-\"),K23),\"x\",\"\")","v":""},null,false,{"$f":"IF(AND(NOT($B23=\"-\"),N23),\"x\",\"\")","v":""},null,null,false,{"$f":"IF(AND(NOT($B23=\"-\"),R23),\"x\",\"\")","v":""},null,false,{"$f":"IF(AND(NOT($B23=\"-\"),U23),\"x\",\"\")","v":""},null,{"$f":"IF(M_GH!C24=\"\",\"-\",M_GH!C24)","v":"-"},null,false,{"$f":"IF(AND(NOT($X23=\"-\"),Z23),\"x\",\"\")","v":""},null,false,{"$f":"IF(AND(NOT($X23=\"-\"),AC23),\"x\",\"\")","v":""},null,null,false,{"$f":"IF(AND(NOT($X23=\"-\"),AG23),\"x\",\"\")","v":""},null,false,{"$f":"IF(AND(NOT($X23=\"-\"),AJ23),\"x\",\"\")","v":""},null,null,false,{"$f":"IF(AND(NOT($X23=\"-\"),AN23),\"x\",\"\")","v":""},null,false,{"$f":"IF(AND(NOT($X23=\"-\"),AQ23),\"x\",\"\")","v":""}]
[null,{"$f":"IF(GH!C24=\"\",\"-\",GH!C24)","v":"-"},null,false,"",null,false,"",null,null,false,"",null,false,"",null,null,false,"",null,false,"",null,{"$f":"IF(M_GH!C25=\"\",\"-\",M_GH!C25)","v":"-"},null,false,"",null,false,"",null,null,false,"",null,false,"",null,null,false,"",null,false,""]
[null,{"$f":"IF(GH!C25=\"\",\"-\",GH!C25)","v":"-"},null,false,"",null,false,"",null,null,false,"",null,false,"",null,null,false,"",null,false,"",null,{"$f":"IF(M_GH!C26=\"\",\"-\",M_GH!C26)","v":"-"},null,false,"",null,false,"",null,null,false,"",null,false,"",null,null,false,"",null,false,""]
[null,{"$f":"IF(GH!C26=\"\",\"-\",GH!C26)","v":"-"},null,false,"",null,false,"",null,null,false,"",null,false,"",null,null,false,"",null,false,"",null,{"$f":"IF(M_GH!C27=\"\",\"-\",M_GH!C27)","v":"-"},null,false,"",null,false,"",null,null,false,"",null,false,"",null,null,false,"",null,false,""]
[null,{"$f":"IF(GH!C27=\"\",\"-\",GH!C27)","v":"-"},null,false,"",null,false,"",null,null,false,"",null,false,"",null,null,false,"",null,false,"",null,{"$f":"IF(M_GH!C28=\"\",\"-\",M_GH!C28)","v":"-"},null,false,"",null,false,"",null,null,false,"",null,false,"",null,null,false,"",null,false,""]
[null,{"$f":"IF(GH!C28=\"\",\"-\",GH!C28)","v":"-"},null,false,"",null,false,"",null,null,false,"",null,false,"",null,null,false,"",null,false,"",null,{"$f":"IF(M_GH!C29=\"\",\"-\",M_GH!C29)","v":"-"},null,false,"",null,false,"",null,null,false,"",null,false,"",null,null,false,"",null,false,""]
[null,{"$f":"IF(GH!C29=\"\",\"-\",GH!C29)","v":"-"},null,false,"",null,false,"",null,null,false,"",null,false,"",null,null,false,"",null,false,"",null,{"$f":"IF(M_GH!C30=\"\",\"-\",M_GH!C30)","v":"-"},null,false,"",null,false,"",null,null,false,"",null,false,"",null,null,false,"",null,false,""]
[null,{"$f":"IF(GH!C30=\"\",\"-\",GH!C30)","v":"-"},null,false,"",null,false,"",null,null,false,"",null,false,"",null,null,false,"",null,false,"",null,{"$f":"IF(M_GH!C31=\"\",\"-\",M_GH!C31)","v":"-"},null,false,"",null,false,"",null,null,false,"",null,false,"",null,null,false,"",null,false,""]
[null,{"$f":"IF(GH!C31=\"\",\"-\",GH!C31)","v":"-"},null,false,"",null,false,"",null,null,false,"",null,false,"",null,null,false,"",null,false,"",null,{"$f":"IF(M_GH!C32=\"\",\"-\",M_GH!C32)","v":"-"},null,false,"",null,false,"",null,null,false,"",null,false,"",null,null,false,"",null,false,""]
[null,{"$f":"IF(GH!C32=\"\",\"-\",GH!C32)","v":"-"},null,false,"",null,false,"",null,null,false,"",null,false,"",null,null,false,"",null,false,"",null,{"$f":"IF(M_GH!C33=\"\",\"-\",M_GH!C33)","v":"-"},null,false,"",null,false,"",null,null,false,"",null,false,"",null,null,false,"",null,false,""]
[null,{"$f":"IF(GH!C33=\"\",\"-\",GH!C33)","v":"-"},null,false,"",null,false,"",null,null,false,"",null,false,"",null,null,false,"",null,false,"",null,{"$f":"IF(M_GH!C34=\"\",\"-\",M_GH!C34)","v":"-"},null,false,"",null,false,"",null,null,false,"",null,false,"",null,null,false,"",null,false,""]
[null,{"$f":"IF(GH!C34=\"\",\"-\",GH!C34)","v":"-"},null,false,"",null,false,"",null,null,false,"",null,false,"",null,null,false,"",null,false,"",null,{"$f":"IF(M_GH!C35=\"\",\"-\",M_GH!C35)","v":"-"},null,false,"",null,false,"",null,null,false,"",null,false,"",null,null,false,"",null,false,""]
[null,{"$f":"IF(GH!C35=\"\",\"-\",GH!C35)","v":"-"},null,false,"",null,false,"",null,null,false,"",null,false,"",null,null,false,"",null,false,"",null,{"$f":"IF(M_GH!C36=\"\",\"-\",M_GH!C36)","v":"-"},null,false,"",null,false,"",null,null,false,"",null,false,"",null,null,false,"",null,false,""]
[null,{"$f":"IF(GH!C36=\"\",\"-\",GH!C36)","v":"-"},null,false,"",null,false,"",null,null,false,"",null,false,"",null,null,false,"",null,false,"",null,{"$f":"IF(M_GH!C37=\"\",\"-\",M_GH!C37)","v":"-"},null,false,"",null,false,"",null,null,false,"",null,false,"",null,null,false,"",null,false,""]
[null,{"$f":"IF(GH!C37=\"\",\"-\",GH!C37)","v":"-"},null,false,"",null,false,"",null,null,false,"",null,false,"",null,null,false,"",null,false,"",null,{"$f":"IF(M_GH!C38=\"\",\"-\",M_GH!C38)","v":"-"},null,false,"",null,false,"",null,null,false,"",null,false,"",null,null,false,"",null,false,""]
[null,{"$f":"IF(GH!C38=\"\",\"-\",GH!C38)","v":"-"},null,false,"",null,false,"",null,null,false,"",null,false,"",null,null,false,"",null,false,"",null,{"$f":"IF(M_GH!C39=\"\",\"-\",M_GH!C39)","v":"-"},null,false,"",null,false,"",null,null,false,"",null,false,"",null,null,false,"",null,false,""]
[null,{"$f":"IF(GH!C39=\"\",\"-\",GH!C39)","v":"-"},null,false,"",null,false,"",null,null,false,"",null,false,"",null,null,false,"",null,false,"",null,{"$f":"IF(M_GH!C40=\"\",\"-\",M_GH!C40)","v":"-"},null,false,"",null,false,"",null,null,false,"",null,false,"",null,null,false,"",null,false,""]
[null,{"$f":"IF(GH!C40=\"\",\"-\",GH!C40)","v":"-"},null,false,"",null,false,"",null,null,false,"",null,false,"",null,null,false,"",null,false,"",null,{"$f":"IF(M_GH!C41=\"\",\"-\",M_GH!C41)","v":"-"},null,false,"",null,false,"",null,null,false,"",null,false,"",null,null,false,"",null,false,""]
[null,{"$f":"IF(GH!C41=\"\",\"-\",GH!C41)","v":"-"},null,false,"",null,false,"",null,null,false,"",null,false,"",null,null,false,"",null,false,"",null,{"$f":"IF(M_GH!C42=\"\",\"-\",M_GH!C42)","v":"-"},null,false,"",null,false,"",null,null,false,"",null,false,"",null,null,false,"",null,false,""]
[null,{"$f":"IF(GH!C42=\"\",\"-\",GH!C42)","v":"-"},null,false,"",null,false,"",null,null,false,"",null,false,"",null,null,false,"",null,false,"",null,{"$f":"IF(M_GH!C43=\"\",\"-\",M_GH!C43)","v":"-"},null,false,"",null,false,"",null,null,false,"",null,false,"",null,null,false,"",null,false,""]
[]
[]
[]
[]
[null,{"$f":"IF(GH!C47=\"\",\"\",GH!C47)","v":"1.3 Fenster gg. Aussenluft"},{"$nulls":21},{"$f":"IF(M_GH!C48=\"\",\"-\",M_GH!C48)","v":"1.3 Fenster"}]
[null,{"$f":"IF(GH!C48=\"\",\"-\",GH!C48)","v":"-"},null,false,"",null,false,"",null,null,false,"",null,false,"",null,null,false,"",null,false,"",null,{"$f":"IF(M_GH!C49=\"\",\"-\",M_GH!C49)","v":"-"},null,false,{"$f":"IF(AND(NOT($X48=\"-\"),Z48),\"x\",\"\")","v":""},null,false,{"$f":"IF(AND(NOT($X48=\"-\"),AC48),\"x\",\"\")","v":""},null,null,false,{"$f":"IF(AND(NOT($X48=\"-\"),AG48),\"x\",\"\")","v":""},null,false,{"$f":"IF(AND(NOT($X48=\"-\"),AJ48),\"x\",\"\")","v":""},null,null,false,{"$f":"IF(AND(NOT($X48=\"-\"),AN48),\"x\",\"\")","v":""},null,false,{"$f":"IF(AND(NOT($X48=\"-\"),AQ48),\"x\",\"\")","v":""}]
[null,{"$f":"IF(GH!C49=\"\",\"-\",GH!C49)","v":"-"},null,false,"",null,false,"",null,null,false,"",null,false,"",null,null,false,"",null,false,"",null,{"$f":"IF(M_GH!C50=\"\",\"-\",M_GH!C50)","v":"-"},null,false,"",null,false,"",null,null,false,"",null,false,"",null,null,false,"",null,false,""]
[null,{"$f":"IF(GH!C50=\"\",\"-\",GH!C50)","v":"-"},null,false,"",null,false,"",null,null,false,"",null,false,"",null,null,false,"",null,false,"",null,{"$f":"IF(M_GH!C51=\"\",\"-\",M_GH!C51)","v":"-"},null,false,"",null,false,"",null,null,false,"",null,false,"",null,null,false,"",null,false,""]
[null,{"$f":"IF(GH!C51=\"\",\"-\",GH!C51)","v":"-"},null,false,"",null,false,"",null,null,false,"",null,false,"",null,null,false,"",null,false,"",null,{"$f":"IF(M_GH!C52=\"\",\"-\",M_GH!C52)","v":"-"},null,false,"",null,false,"",null,null,false,"",null,false,"",null,null,false,"",null,false,""]
[null,{"$f":"IF(GH!C52=\"\",\"-\",GH!C52)","v":"-"},null,false,"",null,false,"",null,null,false,"",null,false,"",null,null,false,"",null,false,"",null,{"$f":"IF(M_GH!C53=\"\",\"-\",M_GH!C53)","v":"-"},null,false,"",null,false,"",null,null,false,"",null,false,"",null,null,false,"",null,false,""]
[null,{"$f":"IF(GH!C53=\"\",\"-\",GH!C53)","v":"-"},null,false,"",null,false,"",null,null,false,"",null,false,"",null,null,false,"",null,false,"",null,{"$f":"IF(M_GH!C54=\"\",\"-\",M_GH!C54)","v":"-"},null,false,"",null,false,"",null,null,false,"",null,false,"",null,null,false,"",null,false,""]
[null,{"$f":"IF(GH!C54=\"\",\"-\",GH!C54)","v":"-"},null,false,"",null,false,"",null,null,false,"",null,false,"",null,null,false,"",null,false,"",null,{"$f":"IF(M_GH!C55=\"\",\"-\",M_GH!C55)","v":"-"},null,false,"",null,false,"",null,null,false,"",null,false,"",null,null,false,"",null,false,""]
[null,{"$f":"IF(GH!C55=\"\",\"-\",GH!C55)","v":"-"},null,false,"",null,false,"",null,null,false,"",null,false,"",null,null,false,"",null,false,"",null,{"$f":"IF(M_GH!C56=\"\",\"-\",M_GH!C56)","v":"-"},null,false,"",null,false,"",null,null,false,"",null,false,"",null,null,false,"",null,false,""]
[null,{"$f":"IF(GH!C56=\"\",\"-\",GH!C56)","v":"-"},null,false,"",null,false,"",null,null,false,"",null,false,"",null,null,false,"",null,false,"",null,{"$f":"IF(M_GH!C57=\"\",\"-\",M_GH!C57)","v":"-"},null,false,"",null,false,"",null,null,false,"",null,false,"",null,null,false,"",null,false,""]
[null,{"$f":"IF(GH!C57=\"\",\"-\",GH!C57)","v":"-"},null,false,"",null,false,"",null,null,false,"",null,false,"",null,null,false,"",null,false,"",null,{"$f":"IF(M_GH!C58=\"\",\"-\",M_GH!C58)","v":"-"},null,false,"",null,false,"",null,null,false,"",null,false,"",null,null,false,"",null,false,""]
[null,{"$f":"IF(GH!C58=\"\",\"-\",GH!C58)","v":"-"},null,false,"",null,false,"",null,null,true,"",null,false,"",null,null,false,"",null,false,"",null,{"$f":"IF(M_GH!C59=\"\",\"-\",M_GH!C59)","v":"-"},null,false,"",null,false,"",null,null,false,"",null,false,"",null,null,false,"",null,false,""]
[null,{"$f":"IF(GH!C59=\"\",\"-\",GH!C59)","v":"-"},null,false,"",null,false,"",null,null,false,"",null,false,"",null,null,false,"",null,false,"",null,{"$f":"IF(M_GH!C60=\"\",\"-\",M_GH!C60)","v":"-"},null,false,"",null,false,"",null,null,false,"",null,false,"",null,null,false,"",null,false,""]
[null,{"$f":"IF(GH!C60=\"\",\"-\",GH!C60)","v":"-"},null,false,"",null,false,"",null,null,false,"",null,false,"",null,null,false,"",null,false,"",null,{"$f":"IF(M_GH!C61=\"\",\"-\",M_GH!C61)","v":"-"},null,false,"",null,false,"",null,null,false,"",null,false,"",null,null,false,"",null,false,""]
[null,{"$f":"IF(GH!C61=\"\",\"-\",GH!C61)","v":"-"},null,false,"",null,false,"",null,null,false,"",null,false,"",null,null,false,"",null,false,"",null,{"$f":"IF(M_GH!C62=\"\",\"-\",M_GH!C62)","v":"-"},null,false,"",null,false,"",null,null,false,"",null,false,"",null,null,false,"",null,false,""]
[null,{"$f":"IF(GH!C62=\"\",\"-\",GH!C62)","v":"-"},null,false,{"$f":"IF(AND(NOT($B62=\"-\"),D62),\"x\",\"\")","v":""},null,false,{"$f":"IF(AND(NOT($B62=\"-\"),G62),\"x\",\"\")","v":""},null,null,false,{"$f":"IF(AND(NOT($B62=\"-\"),K62),\"x\",\"\")","v":""},null,false,{"$f":"IF(AND(NOT($B62=\"-\"),N62),\"x\",\"\")","v":""},null,null,false,{"$f":"IF(AND(NOT($B62=\"-\"),R62),\"x\",\"\")","v":""},null,false,{"$f":"IF(AND(NOT($B62=\"-\"),U62),\"x\",\"\")","v":""},null,{"$f":"IF(M_GH!C63=\"\",\"-\",M_GH!C63)","v":"-"},null,false,{"$f":"IF(AND(NOT($X62=\"-\"),Z62),\"x\",\"\")","v":""},null,false,{"$f":"IF(AND(NOT($X62=\"-\"),AC62),\"x\",\"\")","v":""},null,null,false,{"$f":"IF(AND(NOT($X62=\"-\"),AG62),\"x\",\"\")","v":""},null,false,{"$f":"IF(AND(NOT($X62=\"-\"),AJ62),\"x\",\"\")","v":""},null,null,false,{"$f":"IF(AND(NOT($X62=\"-\"),AN62),\"x\",\"\")","v":""},null,false,{"$f":"IF(AND(NOT($X62=\"-\"),AQ62),\"x\",\"\")","v":""}]
[null,{"$f":"IF(GH!C63=\"\",\"-\",GH!C63)","v":"-"},null,false,"",null,false,"",null,null,false,"",null,false,"",null,null,false,"",null,false,"",null,{"$f":"IF(M_GH!C64=\"\",\"-\",M_GH!C64)","v":"-"},null,false,"",null,false,"",null,null,false,"",null,false,"",null,null,false,"",null,false,""]
[null,{"$f":"IF(GH!C64=\"\",\"-\",GH!C64)","v":"-"},null,false,"",null,false,"",null,null,false,"",null,false,"",null,null,false,"",null,false,"",null,{"$f":"IF(M_GH!C65=\"\",\"-\",M_GH!C65)","v":"-"},null,false,"",null,false,"",null,null,false,"",null,false,"",null,null,false,"",null,false,""]
[null,{"$f":"IF(GH!C65=\"\",\"-\",GH!C65)","v":"-"},null,false,"",null,false,"",null,null,false,"",null,false,"",null,null,false,"",null,false,"",null,{"$f":"IF(M_GH!C66=\"\",\"-\",M_GH!C66)","v":"-"},null,false,"",null,false,"",null,null,false,"",null,false,"",null,null,false,"",null,false,""]
[null,{"$f":"IF(GH!C66=\"\",\"-\",GH!C66)","v":"-"},null,false,"",null,false,"",null,null,false,"",null,false,"",null,null,false,"",null,false,"",null,{"$f":"IF(M_GH!C67=\"\",\"-\",M_GH!C67)","v":"-"},null,false,"",null,false,"",null,null,false,"",null,false,"",null,null,false,"",null,false,""]
[null,{"$f":"IF(GH!C67=\"\",\"-\",GH!C67)","v":"-"},null,false,"",null,false,"",null,null,false,"",null,false,"",null,null,false,"",null,false,"",null,{"$f":"IF(M_GH!C68=\"\",\"-\",M_GH!C68)","v":"-"},null,false,"",null,false,"",null,null,false,"",null,false,"",null,null,false,"",null,false,""]
[null,{"$f":"IF(GH!C68=\"\",\"-\",GH!C68)","v":"-"},null,false,"",null,false,"",null,null,false,"",null,false,"",null,null,false,"",null,false,"",null,{"$f":"IF(M_GH!C69=\"\",\"-\",M_GH!C69)","v":"-"},null,false,"",null,false,"",null,null,false,"",null,false,"",null,null,false,"",null,false,""]
[null,{"$f":"IF(GH!C69=\"\",\"-\",GH!C69)","v":"-"},null,false,"",null,false,"",null,null,false,"",null,false,"",null,null,false,"",null,false,"",null,{"$f":"IF(M_GH!C70=\"\",\"-\",M_GH!C70)","v":"-"},null,false,"",null,false,"",null,null,false,"",null,false,"",null,null,false,"",null,false,""]
[null,{"$f":"IF(GH!C70=\"\",\"-\",GH!C70)","v":"-"},null,false,"",null,false,"",null,null,false,"",null,false,"",null,null,false,"",null,false,"",null,{"$f":"IF(M_GH!C71=\"\",\"-\",M_GH!C71)","v":"-"},null,false,"",null,false,"",null,null,false,"",null,false,"",null,null,false,"",null,false,""]
[null,{"$f":"IF(GH!C71=\"\",\"-\",GH!C71)","v":"-"},null,false,"",null,false,"",null,null,false,"",null,false,"",null,null,false,"",null,false,"",null,{"$f":"IF(M_GH!C72=\"\",\"-\",M_GH!C72)","v":"-"},null,false,"",null,false,"",null,null,false,"",null,false,"",null,null,false,"",null,false,""]
[null,{"$f":"IF(GH!C72=\"\",\"-\",GH!C72)","v":"-"},null,false,"",null,false,"",null,null,false,"",null,false,"",null,null,false,"",null,false,"",null,{"$f":"IF(M_GH!C73=\"\",\"-\",M_GH!C73)","v":"-"},null,false,"",null,false,"",null,null,false,"",null,false,"",null,null,false,"",null,false,""]
[null,{"$f":"IF(GH!C73=\"\",\"-\",GH!C73)","v":"-"},null,false,"",null,false,"",null,null,false,"",null,false,"",null,null,false,"",null,false,"",null,{"$f":"IF(M_GH!C74=\"\",\"-\",M_GH!C74)","v":"-"},null,false,"",null,false,"",null,null,false,"",null,false,"",null,null,false,"",null,false,""]
[null,{"$f":"IF(GH!C74=\"\",\"-\",GH!C74)","v":"-"},null,false,"",null,false,"",null,null,false,"",null,false,"",null,null,false,"",null,false,"",null,{"$f":"IF(M_GH!C75=\"\",\"-\",M_GH!C75)","v":"-"},null,false,"",null,false,"",null,null,false,"",null,false,"",null,null,false,"",null,false,""]
[null,{"$f":"IF(GH!C75=\"\",\"-\",GH!C75)","v":"-"},null,false,"",null,false,"",null,null,false,"",null,false,"",null,null,false,"",null,false,"",null,{"$f":"IF(M_GH!C76=\"\",\"-\",M_GH!C76)","v":"-"},null,false,"",null,false,"",null,null,false,"",null,false,"",null,null,false,"",null,false,""]
[null,{"$f":"IF(GH!C76=\"\",\"-\",GH!C76)","v":"-"},null,false,"",null,false,"",null,null,false,"",null,false,"",null,null,false,"",null,false,"",null,{"$f":"IF(M_GH!C77=\"\",\"-\",M_GH!C77)","v":"-"},null,false,"",null,false,"",null,null,false,"",null,false,"",null,null,false,"",null,false,""]
[null,{"$f":"IF(GH!C77=\"\",\"-\",GH!C77)","v":"-"},null,false,"",null,false,"",null,null,false,"",null,false,"",null,null,false,"",null,false,"",null,{"$f":"IF(M_GH!C78=\"\",\"-\",M_GH!C78)","v":"-"},null,false,"",null,false,"",null,null,false,"",null,false,"",null,null,false,"",null,false,""]
[]
[]
[]
[]
[null,{"$f":"IF(GH!C82=\"\",\"\",GH!C82)","v":"1.4 Türen gg. Aussenluft"},{"$nulls":21},{"$f":"IF(M_GH!C83=\"\",\"-\",M_GH!C83)","v":"1.4 Türen"}]
[null,{"$f":"IF(GH!C83=\"\",\"-\",GH!C83)","v":"-"},null,false,"",null,false,"",null,null,false,"",null,false,"",null,null,false,"",null,false,"",null,{"$f":"IF(M_GH!C84=\"\",\"-\",M_GH!C84)","v":"-"},null,false,{"$f":"IF(AND(NOT($X83=\"-\"),Z83),\"x\",\"\")","v":""},null,false,{"$f":"IF(AND(NOT($X83=\"-\"),AC83),\"x\",\"\")","v":""},null,null,false,{"$f":"IF(AND(NOT($X83=\"-\"),AG83),\"x\",\"\")","v":""},null,false,{"$f":"IF(AND(NOT($X83=\"-\"),AJ83),\"x\",\"\")","v":""},null,null,false,{"$f":"IF(AND(NOT($X83=\"-\"),AN83),\"x\",\"\")","v":""},null,false,{"$f":"IF(AND(NOT($X83=\"-\"),AQ83),\"x\",\"\")","v":""}]
[null,{"$f":"IF(GH!C84=\"\",\"-\",GH!C84)","v":"-"},null,false,"",null,false,"",null,null,false,"",null,false,"",null,null,false,"",null,false,"",null,{"$f":"IF(M_GH!C85=\"\",\"-\",M_GH!C85)","v":"-"},null,false,{"$f":"IF(AND(NOT($X84=\"-\"),Z84),\"x\",\"\")","v":""},null,false,{"$f":"IF(AND(NOT($X84=\"-\"),AC84),\"x\",\"\")","v":""},null,null,false,{"$f":"IF(AND(NOT($X84=\"-\"),AG84),\"x\",\"\")","v":""},null,false,{"$f":"IF(AND(NOT($X84=\"-\"),AJ84),\"x\",\"\")","v":""},null,null,false,{"$f":"IF(AND(NOT($X84=\"-\"),AN84),\"x\",\"\")","v":""},null,false,{"$f":"IF(AND(NOT($X84=\"-\"),AQ84),\"x\",\"\")","v":""}]
[null,{"$f":"IF(GH!C85=\"\",\"-\",GH!C85)","v":"-"},null,false,"",null,false,"",null,null,false,"",null,false,"",null,null,false,"",null,false,"",null,{"$f":"IF(M_GH!C86=\"\",\"-\",M_GH!C86)","v":"-"},null,false,{"$f":"IF(AND(NOT($X85=\"-\"),Z85),\"x\",\"\")","v":""},null,false,{"$f":"IF(AND(NOT($X85=\"-\"),AC85),\"x\",\"\")","v":""},null,null,false,{"$f":"IF(AND(NOT($X85=\"-\"),AG85),\"x\",\"\")","v":""},null,false,{"$f":"IF(AND(NOT($X85=\"-\"),AJ85),\"x\",\"\")","v":""},null,null,false,{"$f":"IF(AND(NOT($X85=\"-\"),AN85),\"x\",\"\")","v":""},null,false,{"$f":"IF(AND(NOT($X85=\"-\"),AQ85),\"x\",\"\")","v":""}]
[null,{"$f":"IF(GH!C86=\"\",\"-\",GH!C86)","v":"-"},null,false,"",null,false,"",null,null,false,"",null,false,"",null,null,false,"",null,false,"",null,{"$f":"IF(M_GH!C87=\"\",\"-\",M_GH!C87)","v":"-"},null,false,{"$f":"IF(AND(NOT($X86=\"-\"),Z86),\"x\",\"\")","v":""},null,false,{"$f":"IF(AND(NOT($X86=\"-\"),AC86),\"x\",\"\")","v":""},null,null,false,{"$f":"IF(AND(NOT($X86=\"-\"),AG86),\"x\",\"\")","v":""},null,false,{"$f":"IF(AND(NOT($X86=\"-\"),AJ86),\"x\",\"\")","v":""},null,null,false,{"$f":"IF(AND(NOT($X86=\"-\"),AN86),\"x\",\"\")","v":""},null,false,{"$f":"IF(AND(NOT($X86=\"-\"),AQ86),\"x\",\"\")","v":""}]
[null,{"$f":"IF(GH!C87=\"\",\"-\",GH!C87)","v":"-"},null,false,"",null,false,"",null,null,false,"",null,false,"",null,null,false,"",null,false,"",null,{"$f":"IF(M_GH!C88=\"\",\"-\",M_GH!C88)","v":"-"},null,false,{"$f":"IF(AND(NOT($X87=\"-\"),Z87),\"x\",\"\")","v":""},null,false,{"$f":"IF(AND(NOT($X87=\"-\"),AC87),\"x\",\"\")","v":""},null,null,false,{"$f":"IF(AND(NOT($X87=\"-\"),AG87),\"x\",\"\")","v":""},null,false,{"$f":"IF(AND(NOT($X87=\"-\"),AJ87),\"x\",\"\")","v":""},null,null,false,{"$f":"IF(AND(NOT($X87=\"-\"),AN87),\"x\",\"\")","v":""},null,false,{"$f":"IF(AND(NOT($X87=\"-\"),AQ87),\"x\",\"\")","v":""}]
[]
[]
[]
[]
[null,{"$f":"IF(GH!C92=\"\",\"\",GH!C92)","v":"1.5 Böden gg. Aussenluft"},{"$nulls":21},{"$f":"IF(M_GH!C93=\"\",\"-\",M_GH!C93)","v":"1.5 Böden"}]
[null,{"$f":"IF(GH!C93=\"\",\"-\",GH!C93)","v":"-"},null,false,"",null,false,"",null,null,false,"",null,false,"",null,null,false,"",null,false,"",null,{"$f":"IF(M_GH!C94=\"\",\"-\",M_GH!C94)","v":"-"},null,false,{"$f":"IF(AND(NOT($X93=\"-\"),Z93),\"x\",\"\")","v":""},null,false,{"$f":"IF(AND(NOT($X93=\"-\"),AC93),\"x\",\"\")","v":""},null,null,false,{"$f":"IF(AND(NOT($X93=\"-\"),AG93),\"x\",\"\")","v":""},null,false,{"$f":"IF(AND(NOT($X93=\"-\"),AJ93),\"x\",\"\")","v":""},null,null,false,{"$f":"IF(AND(NOT($X93=\"-\"),AN93),\"x\",\"\")","v":""},null,false,{"$f":"IF(AND(NOT($X93=\"-\"),AQ93),\"x\",\"\")","v":""}]
[null,{"$f":"IF(GH!C94=\"\",\"-\",GH!C94)","v":"-"},null,false,"",null,false,"",null,null,false,"",null,false,"",null,null,false,"",null,false,"",null,{"$f":"IF(M_GH!C95=\"\",\"-\",M_GH!C95)","v":"-"},null,false,{"$f":"IF(AND(NOT($X94=\"-\"),Z94),\"x\",\"\")","v":""},null,false,{"$f":"IF(AND(NOT($X94=\"-\"),AC94),\"x\",\"\")","v":""},null,null,false,{"$f":"IF(AND(NOT($X94=\"-\"),AG94),\"x\",\"\")","v":""},null,false,{"$f":"IF(AND(NOT($X94=\"-\"),AJ94),\"x\",\"\")","v":""},null,null,false,{"$f":"IF(AND(NOT($X94=\"-\"),AN94),\"x\",\"\")","v":""},null,false,{"$f":"IF(AND(NOT($X94=\"-\"),AQ94),\"x\",\"\")","v":""}]
[null,{"$f":"IF(GH!C95=\"\",\"-\",GH!C95)","v":"-"},null,false,"",null,false,"",null,null,false,"",null,false,"",null,null,false,"",null,false,"",null,{"$f":"IF(M_GH!C96=\"\",\"-\",M_GH!C96)","v":"-"},null,false,{"$f":"IF(AND(NOT($X95=\"-\"),Z95),\"x\",\"\")","v":""},null,false,{"$f":"IF(AND(NOT($X95=\"-\"),AC95),\"x\",\"\")","v":""},null,null,false,{"$f":"IF(AND(NOT($X95=\"-\"),AG95),\"x\",\"\")","v":""},null,false,{"$f":"IF(AND(NOT($X95=\"-\"),AJ95),\"x\",\"\")","v":""},null,null,false,{"$f":"IF(AND(NOT($X95=\"-\"),AN95),\"x\",\"\")","v":""},null,false,{"$f":"IF(AND(NOT($X95=\"-\"),AQ95),\"x\",\"\")","v":""}]
[null,{"$f":"IF(GH!C96=\"\",\"-\",GH!C96)","v":"-"},null,false,"",null,false,"",null,null,false,"",null,false,"",null,null,false,"",null,false,"",null,{"$f":"IF(M_GH!C97=\"\",\"-\",M_GH!C97)","v":"-"},null,false,{"$f":"IF(AND(NOT($X96=\"-\"),Z96),\"x\",\"\")","v":""},null,false,{"$f":"IF(AND(NOT($X96=\"-\"),AC96),\"x\",\"\")","v":""},null,null,false,{"$f":"IF(AND(NOT($X96=\"-\"),AG96),\"x\",\"\")","v":""},null,false,{"$f":"IF(AND(NOT($X96=\"-\"),AJ96),\"x\",\"\")","v":""},null,null,false,{"$f":"IF(AND(NOT($X96=\"-\"),AN96),\"x\",\"\")","v":""},null,false,{"$f":"IF(AND(NOT($X96=\"-\"),AQ96),\"x\",\"\")","v":""}]
[null,{"$f":"IF(GH!C97=\"\",\"-\",GH!C97)","v":"-"},null,false,"",null,false,"",null,null,false,"",null,false,"",null,null,false,"",null,false,"",null,{"$f":"IF(M_GH!C98=\"\",\"-\",M_GH!C98)","v":"-"},null,false,{"$f":"IF(AND(NOT($X97=\"-\"),Z97),\"x\",\"\")","v":""},null,false,{"$f":"IF(AND(NOT($X97=\"-\"),AC97),\"x\",\"\")","v":""},null,null,false,{"$f":"IF(AND(NOT($X97=\"-\"),AG97),\"x\",\"\")","v":""},null,false,{"$f":"IF(AND(NOT($X97=\"-\"),AJ97),\"x\",\"\")","v":""},null,null,false,{"$f":"IF(AND(NOT($X97=\"-\"),AN97),\"x\",\"\")","v":""},null,false,{"$f":"IF(AND(NOT($X97=\"-\"),AQ97),\"x\",\"\")","v":""}]
[]
[]
[]
[]
[null,"IST - Bauteile gegen unbeheizte Räume und Erdreich",{"$nulls":21},"Massnahmen - Bauteile gg. unbeheizte Räume und Erdreich"]
[null,{"$f":"IF(GH!C103=\"\",\"\",GH!C103)","v":"2.1 Estrichböden gg. unbeheizt/Erdreich"},{"$nulls":21},{"$f":"IF(M_GH!C104=\"\",\"-\",M_GH!C104)","v":"2.1 Estrichböden"}]
[null,{"$f":"IF(GH!C104=\"\",\"-\",GH!C104)","v":"-"},null,false,"",null,false,"",null,null,false,"",null,false,"",null,null,false,"",null,false,"",null,{"$f":"IF(M_GH!C105=\"\",\"-\",M_GH!C105)","v":"-"},null,false,{"$f":"IF(AND(NOT($X104=\"-\"),Z104),\"x\",\"\")","v":""},null,false,{"$f":"IF(AND(NOT($X104=\"-\"),AC104),\"x\",\"\")","v":""},null,null,false,{"$f":"IF(AND(NOT($X104=\"-\"),AG104),\"x\",\"\")","v":""},null,false,{"$f":"IF(AND(NOT($X104=\"-\"),AJ104),\"x\",\"\")","v":""},null,null,false,{"$f":"IF(AND(NOT($X104=\"-\"),AN104),\"x\",\"\")","v":""},null,false,{"$f":"IF(AND(NOT($X104=\"-\"),AQ104),\"x\",\"\")","v":""}]
[null,{"$f":"IF(GH!C105=\"\",\"-\",GH!C105)","v":"-"},null,false,"",null,false,"",null,null,false,"",null,false,"",null,null,false,"",null,false,"",null,{"$f":"IF(M_GH!C106=\"\",\"-\",M_GH!C106)","v":"-"},null,false,{"$f":"IF(AND(NOT($X105=\"-\"),Z105),\"x\",\"\")","v":""},null,false,{"$f":"IF(AND(NOT($X105=\"-\"),AC105),\"x\",\"\")","v":""},null,null,false,{"$f":"IF(AND(NOT($X105=\"-\"),AG105),\"x\",\"\")","v":""},null,false,{"$f":"IF(AND(NOT($X105=\"-\"),AJ105),\"x\",\"\")","v":""},null,null,false,{"$f":"IF(AND(NOT($X105=\"-\"),AN105),\"x\",\"\")","v":""},null,false,{"$f":"IF(AND(NOT($X105=\"-\"),AQ105),\"x\",\"\")","v":""}]
[null,{"$f":"IF(GH!C106=\"\",\"-\",GH!C106)","v":"-"},null,false,"",null,false,"",null,null,false,"",null,false,"",null,null,false,"",null,false,"",null,{"$f":"IF(M_GH!C107=\"\",\"-\",M_GH!C107)","v":"-"},null,false,{"$f":"IF(AND(NOT($X106=\"-\"),Z106),\"x\",\"\")","v":""},null,false,{"$f":"IF(AND(NOT($X106=\"-\"),AC106),\"x\",\"\")","v":""},null,null,false,{"$f":"IF(AND(NOT($X106=\"-\"),AG106),\"x\",\"\")","v":""},null,false,{"$f":"IF(AND(NOT($X106=\"-\"),AJ106),\"x\",\"\")","v":""},null,null,false,{"$f":"IF(AND(NOT($X106=\"-\"),AN106),\"x\",\"\")","v":""},null,false,{"$f":"IF(AND(NOT($X106=\"-\"),AQ106),\"x\",\"\")","v":""}]
[null,{"$f":"IF(GH!C107=\"\",\"-\",GH!C107)","v":"-"},null,false,"",null,false,"",null,null,false,"",null,false,"",null,null,false,"",null,false,"",null,{"$f":"IF(M_GH!C108=\"\",\"-\",M_GH!C108)","v":"-"},null,false,{"$f":"IF(AND(NOT($X107=\"-\"),Z107),\"x\",\"\")","v":""},null,false,{"$f":"IF(AND(NOT($X107=\"-\"),AC107),\"x\",\"\")","v":""},null,null,false,{"$f":"IF(AND(NOT($X107=\"-\"),AG107),\"x\",\"\")","v":""},null,false,{"$f":"IF(AND(NOT($X107=\"-\"),AJ107),\"x\",\"\")","v":""},null,null,false,{"$f":"IF(AND(NOT($X107=\"-\"),AN107),\"x\",\"\")","v":""},null,false,{"$f":"IF(AND(NOT($X107=\"-\"),AQ107),\"x\",\"\")","v":""}]
[null,{"$f":"IF(GH!C108=\"\",\"-\",GH!C108)","v":"-"},null,false,"",null,false,"",null,null,false,"",null,false,"",null,null,false,"",null,false,"",null,{"$f":"IF(M_GH!C109=\"\",\"-\",M_GH!C109)","v":"-"},null,false,{"$f":"IF(AND(NOT($X108=\"-\"),Z108),\"x\",\"\")","v":""},null,false,{"$f":"IF(AND(NOT($X108=\"-\"),AC108),\"x\",\"\")","v":""},null,null,false,{"$f":"IF(AND(NOT($X108=\"-\"),AG108),\"x\",\"\")","v":""},null,false,{"$f":"IF(AND(NOT($X108=\"-\"),AJ108),\"x\",\"\")","v":""},null,null,false,{"$f":"IF(AND(NOT($X108=\"-\"),AN108),\"x\",\"\")","v":""},null,false,{"$f":"IF(AND(NOT($X108=\"-\"),AQ108),\"x\",\"\")","v":""}]
[]
[]
[]
[]
[null,{"$f":"IF(GH!C113=\"\",\"\",GH!C113)","v":"2.2 Wände gg. unbeheizt/Erdreich"},{"$nulls":21},{"$f":"IF(M_GH!C114=\"\",\"-\",M_GH!C114)","v":"2.2 Wände"}]
[null,{"$f":"IF(GH!C114=\"\",\"-\",GH!C114)","v":"-"},null,false,{"$f":"IF(AND(NOT($B114=\"-\"),D114),\"x\",\"\")","v":""},null,false,{"$f":"IF(AND(NOT($B114=\"-\"),G114),\"x\",\"\")","v":""},null,null,false,{"$f":"IF(AND(NOT($B114=\"-\"),K114),\"x\",\"\")","v":""},null,false,{"$f":"IF(AND(NOT($B114=\"-\"),N114),\"x\",\"\")","v":""},null,null,false,{"$f":"IF(AND(NOT($B114=\"-\"),R114),\"x\",\"\")","v":""},null,false,{"$f":"IF(AND(NOT($B114=\"-\"),U114),\"x\",\"\")","v":""},null,{"$f":"IF(M_GH!C115=\"\",\"-\",M_GH!C115)","v":"-"},null,false,{"$f":"IF(AND(NOT($X114=\"-\"),Z114),\"x\",\"\")","v":""},null,false,{"$f":"IF(AND(NOT($X114=\"-\"),AC114),\"x\",\"\")","v":""},null,null,false,{"$f":"IF(AND(NOT($X114=\"-\"),AG114),\"x\",\"\")","v":""},null,false,{"$f":"IF(AND(NOT($X114=\"-\"),AJ114),\"x\",\"\")","v":""},null,null,false,{"$f":"IF(AND(NOT($X114=\"-\"),AN114),\"x\",\"\")","v":""},null,false,{"$f":"IF(AND(NOT($X114=\"-\"),AQ114),\"x\",\"\")","v":""}]
[null,{"$f":"IF(GH!C115=\"\",\"-\",GH!C115)","v":"-"},null,false,"",null,false,"",null,null,false,"",null,false,"",null,null,false,"",null,false,"",null,{"$f":"IF(M_GH!C116=\"\",\"-\",M_GH!C116)","v":"-"},null,false,"",null,false,"",null,null,false,"",null,false,"",null,null,false,"",null,false,""]
[null,{"$f":"IF(GH!C116=\"\",\"-\",GH!C116)","v":"-"},null,false,"",null,false,"",null,null,false,"",null,false,"",null,null,false,"",null,false,"",null,{"$f":"IF(M_GH!C117=\"\",\"-\",M_GH!C117)","v":"-"},null,false,"",null,false,"",null,null,false,"",null,false,"",null,null,false,"",null,false,""]
[null,{"$f":"IF(GH!C117=\"\",\"-\",GH!C117)","v":"-"},null,false,"",null,false,"",null,null,false,"",null,false,"",null,null,false,"",null,false,"",null,{"$f":"IF(M_GH!C118=\"\",\"-\",M_GH!C118)","v":"-"},null,false,"",null,false,"",null,null,false,"",null,false,"",null,null,false,"",null,false,""]
[null,{"$f":"IF(GH!C118=\"\",\"-\",GH!C118)","v":"-"},null,false,"",null,false,"",null,null,false,"",null,false,"",null,null,false,"",null,false,"",null,{"$f":"IF(M_GH!C119=\"\",\"-\",M_GH!C119)","v":"-"},null,false,"",null,false,"",null,null,false,"",null,false,"",null,null,false,"",null,false,""]
[null,{"$f":"IF(GH!C119=\"\",\"-\",GH!C119)","v":"-"},null,false,"",null,false,"",null,null,false,"",null,false,"",null,null,false,"",null,false,"",null,{"$f":"IF(M_GH!C120=\"\",\"-\",M_GH!C120)","v":"-"},null,false,"",null,false,"",null,null,false,"",null,false,"",null,null,false,"",null,false,""]
[null,{"$f":"IF(GH!C120=\"\",\"-\",GH!C120)","v":"-"},null,false,"",null,false,"",null,null,false,"",null,false,"",null,null,false,"",null,false,"",null,{"$f":"IF(M_GH!C121=\"\",\"-\",M_GH!C121)","v":"-"},null,false,"",null,false,"",null,null,false,"",null,false,"",null,null,false,"",null,false,""]
[null,{"$f":"IF(GH!C121=\"\",\"-\",GH!C121)","v":"-"},null,false,"",null,false,"",null,null,false,"",null,false,"",null,null,false,"",null,false,"",null,{"$f":"IF(M_GH!C122=\"\",\"-\",M_GH!C122)","v":"-"},null,false,"",null,false,"",null,null,false,"",null,false,"",null,null,false,"",null,false,""]
[]
[]
[]
[]
[null,{"$f":"IF(GH!C126=\"\",\"\",GH!C126)","v":"2.3 Fenster gg. unbeheizt/Erdreich"},{"$nulls":21},{"$f":"IF(M_GH!C127=\"\",\"-\",M_GH!C127)","v":"2.3 Fenster"}]
[null,{"$f":"IF(GH!C127=\"\",\"-\",GH!C127)","v":"-"},null,false,"",null,false,"",null,null,false,"",null,false,"",null,null,false,"",null,false,"",null,{"$f":"IF(M_GH!C128=\"\",\"-\",M_GH!C128)","v":"-"},null,false,{"$f":"IF(AND(NOT($X127=\"-\"),Z127),\"x\",\"\")","v":""},null,false,{"$f":"IF(AND(NOT($X127=\"-\"),AC127),\"x\",\"\")","v":""},null,null,false,{"$f":"IF(AND(NOT($X127=\"-\"),AG127),\"x\",\"\")","v":""},null,false,{"$f":"IF(AND(NOT($X127=\"-\"),AJ127),\"x\",\"\")","v":""},null,null,false,{"$f":"IF(AND(NOT($X127=\"-\"),AN127),\"x\",\"\")","v":""},null,false,{"$f":"IF(AND(NOT($X127=\"-\"),AQ127),\"x\",\"\")","v":""}]
[null,{"$f":"IF(GH!C128=\"\",\"-\",GH!C128)","v":"-"},null,false,"",null,false,"",null,null,false,"",null,false,"",null,null,false,"",null,false,"",null,{"$f":"IF(M_GH!C129=\"\",\"-\",M_GH!C129)","v":"-"},null,false,{"$f":"IF(AND(NOT($X128=\"-\"),Z128),\"x\",\"\")","v":""},null,false,{"$f":"IF(AND(NOT($X128=\"-\"),AC128),\"x\",\"\")","v":""},null,null,false,{"$f":"IF(AND(NOT($X128=\"-\"),AG128),\"x\",\"\")","v":""},null,false,{"$f":"IF(AND(NOT($X128=\"-\"),AJ128),\"x\",\"\")","v":""},null,null,false,{"$f":"IF(AND(NOT($X128=\"-\"),AN128),\"x\",\"\")","v":""},null,false,{"$f":"IF(AND(NOT($X128=\"-\"),AQ128),\"x\",\"\")","v":""}]
[null,{"$f":"IF(GH!C129=\"\",\"-\",GH!C129)","v":"-"},null,false,"",null,false,"",null,null,false,"",null,false,"",null,null,false,"",null,false,"",null,{"$f":"IF(M_GH!C130=\"\",\"-\",M_GH!C130)","v":"-"},null,false,{"$f":"IF(AND(NOT($X129=\"-\"),Z129),\"x\",\"\")","v":""},null,false,{"$f":"IF(AND(NOT($X129=\"-\"),AC129),\"x\",\"\")","v":""},null,null,false,{"$f":"IF(AND(NOT($X129=\"-\"),AG129),\"x\",\"\")","v":""},null,false,{"$f":"IF(AND(NOT($X129=\"-\"),AJ129),\"x\",\"\")","v":""},null,null,false,{"$f":"IF(AND(NOT($X129=\"-\"),AN129),\"x\",\"\")","v":""},null,false,{"$f":"IF(AND(NOT($X129=\"-\"),AQ129),\"x\",\"\")","v":""}]
[]
[]
[]
[]
[null,{"$f":"IF(GH!C134=\"\",\"\",GH!C134)","v":"2.4 Türen gg. unbeheizt/Erdreich"},{"$nulls":21},{"$f":"IF(M_GH!C135=\"\",\"-\",M_GH!C135)","v":"2.4 Türen"}]
[null,{"$f":"IF(GH!C135=\"\",\"-\",GH!C135)","v":"-"},null,false,"",null,false,"",null,null,false,"",null,false,"",null,null,false,"",null,false,"",null,{"$f":"IF(M_GH!C136=\"\",\"-\",M_GH!C136)","v":"-"},null,false,{"$f":"IF(AND(NOT($X135=\"-\"),Z135),\"x\",\"\")","v":""},null,false,{"$f":"IF(AND(NOT($X135=\"-\"),AC135),\"x\",\"\")","v":""},null,null,false,{"$f":"IF(AND(NOT($X135=\"-\"),AG135),\"x\",\"\")","v":""},null,false,{"$f":"IF(AND(NOT($X135=\"-\"),AJ135),\"x\",\"\")","v":""},null,null,false,{"$f":"IF(AND(NOT($X135=\"-\"),AN135),\"x\",\"\")","v":""},null,false,{"$f":"IF(AND(NOT($X135=\"-\"),AQ135),\"x\",\"\")","v":""}]
[null,{"$f":"IF(GH!C136=\"\",\"-\",GH!C136)","v":"-"},null,false,"",null,false,"",null,null,false,"",null,false,"",null,null,false,"",null,false,"",null,{"$f":"IF(M_GH!C137=\"\",\"-\",M_GH!C137)","v":"-"},null,false,{"$f":"IF(AND(NOT($X136=\"-\"),Z136),\"x\",\"\")","v":""},null,false,{"$f":"IF(AND(NOT($X136=\"-\"),AC136),\"x\",\"\")","v":""},null,null,false,{"$f":"IF(AND(NOT($X136=\"-\"),AG136),\"x\",\"\")","v":""},null,false,{"$f":"IF(AND(NOT($X136=\"-\"),AJ136),\"x\",\"\")","v":""},null,null,false,{"$f":"IF(AND(NOT($X136=\"-\"),AN136),\"x\",\"\")","v":""},null,false,{"$f":"IF(AND(NOT($X136=\"-\"),AQ136),\"x\",\"\")","v":""}]
[]
[]
[]
[]
[null,{"$f":"IF(GH!C141=\"\",\"\",GH!C141)","v":"2.5 Böden gg. unbeheizt/Erdreich"},{"$nulls":21},{"$f":"IF(M_GH!C142=\"\",\"-\",M_GH!C142)","v":"2.5 Böden"}]
[null,{"$f":"IF(GH!C142=\"\",\"-\",GH!C142)","v":"-"},null,false,"",null,false,"",null,null,false,"",null,false,"",null,null,false,"",null,false,"",null,{"$f":"IF(M_GH!C143=\"\",\"-\",M_GH!C143)","v":"-"},null,false,{"$f":"IF(AND(NOT($X142=\"-\"),Z142),\"x\",\"\")","v":""},null,false,{"$f":"IF(AND(NOT($X142=\"-\"),AC142),\"x\",\"\")","v":""},null,null,false,{"$f":"IF(AND(NOT($X142=\"-\"),AG142),\"x\",\"\")","v":""},null,false,{"$f":"IF(AND(NOT($X142=\"-\"),AJ142),\"x\",\"\")","v":""},null,null,false,{"$f":"IF(AND(NOT($X142=\"-\"),AN142),\"x\",\"\")","v":""},null,false,{"$f":"IF(AND(NOT($X142=\"-\"),AQ142),\"x\",\"\")","v":""}]
[null,{"$f":"IF(GH!C143=\"\",\"-\",GH!C143)","v":"-"},null,false,"",null,false,"",null,null,false,"",null,false,"",null,null,false,"",null,false,"",null,{"$f":"IF(M_GH!C144=\"\",\"-\",M_GH!C144)","v":"-"},null,false,"",null,false,"",null,null,false,"",null,false,"",null,null,false,"",null,false,""]
[null,{"$f":"IF(GH!C144=\"\",\"-\",GH!C144)","v":"-"},null,false,"",null,false,"",null,null,false,"",null,false,"",null,null,false,"",null,false,"",null,{"$f":"IF(M_GH!C145=\"\",\"-\",M_GH!C145)","v":"-"},null,false,"",null,false,"",null,null,false,"",null,false,"",null,null,false,"",null,false,""]
[null,{"$f":"IF(GH!C145=\"\",\"-\",GH!C145)","v":"-"},null,false,"",null,false,"",null,null,false,"",null,false,"",null,null,false,"",null,false,"",null,{"$f":"IF(M_GH!C146=\"\",\"-\",M_GH!C146)","v":"-"},null,false,"",null,false,"",null,null,false,"",null,false,"",null,null,false,"",null,false,""]
[null,{"$f":"IF(GH!C146=\"\",\"-\",GH!C146)","v":"-"},null,false,"",null,false,"",null,null,false,"",null,false,"",null,null,false,"",null,false,"",null,{"$f":"IF(M_GH!C147=\"\",\"-\",M_GH!C147)","v":"-"},null,false,"",null,false,"",null,null,false,"",null,false,"",null,null,false,"",null,false,""]
[null,{"$f":"IF(GH!C147=\"\",\"-\",GH!C147)","v":"-"},null,false,"",null,false,"",null,null,false,"",null,false,"",null,null,false,"",null,false,"",null,{"$f":"IF(M_GH!C148=\"\",\"-\",M_GH!C148)","v":"-"},null,false,"",null,false,"",null,null,false,"",null,false,"",null,null,false,"",null,false,""]
[null,{"$f":"IF(GH!C148=\"\",\"-\",GH!C148)","v":"-"},null,false,"",null,false,"",null,null,false,"",null,false,"",null,null,false,"",null,false,"",null,{"$f":"IF(M_GH!C149=\"\",\"-\",M_GH!C149)","v":"-"},null,false,"",null,false,"",null,null,false,"",null,false,"",null,null,false,"",null,false,""]
[null,{"$f":"IF(GH!C149=\"\",\"-\",GH!C149)","v":"-"},null,false,"",null,false,"",null,null,false,"",null,false,"",null,null,false,"",null,false,"",null,{"$f":"IF(M_GH!C150=\"\",\"-\",M_GH!C150)","v":"-"},null,false,"",null,false,"",null,null,false,"",null,false,"",null,null,false,"",null,false,""]
[]
[]
[]
[]
[null,"IST - Wärmebrücken",{"$nulls":21},"Massnahmen - Wärmebrücken"]
[null,{"$f":"IF(GH!C155=\"\",\"\",GH!C155)","v":"3.1 lineare Wärmebrücken"},{"$nulls":21},{"$f":"IF(M_GH!C156=\"\",\"-\",M_GH!C156)","v":"3.1 lineare Wärmebrücken"}]
[]
[null,{"$f":"IF(GH!C157=\"\",\"-\",GH!C157)","v":"-"},null,false,"",null,false,"",null,null,false,"",null,false,"",null,null,false,"",null,false,"",null,{"$f":"IF(M_GH!C158=\"\",\"-\",M_GH!C158)","v":"-"},null,false,{"$f":"IF(AND(NOT($X157=\"-\"),Z157),\"x\",\"\")","v":""},null,false,{"$f":"IF(AND(NOT($X157=\"-\"),AC157),\"x\",\"\")","v":""},null,null,false,{"$f":"IF(AND(NOT($X157=\"-\"),AG157),\"x\",\"\")","v":""},null,false,{"$f":"IF(AND(NOT($X157=\"-\"),AJ157),\"x\",\"\")","v":""},null,null,false,{"$f":"IF(AND(NOT($X157=\"-\"),AN157),\"x\",\"\")","v":""},null,false,{"$f":"IF(AND(NOT($X157=\"-\"),AQ157),\"x\",\"\")","v":""}]
[null,{"$f":"IF(GH!C158=\"\",\"-\",GH!C158)","v":"-"},null,false,"",null,false,"",null,null,false,"",null,false,"",null,null,false,"",null,false,"",null,{"$f":"IF(M_GH!C159=\"\",\"-\",M_GH!C159)","v":"-"},null,false,"",null,false,"",null,null,false,"",null,false,"",null,null,false,"",null,false,""]
[null,{"$f":"IF(GH!C159=\"\",\"-\",GH!C159)","v":"-"},null,false,"",null,false,"",null,null,false,"",null,false,"",null,null,false,"",null,false,"",null,{"$f":"IF(M_GH!C160=\"\",\"-\",M_GH!C160)","v":"-"},null,false,"",null,false,"",null,null,false,"",null,false,"",null,null,false,"",null,false,""]
[null,{"$f":"IF(GH!C160=\"\",\"-\",GH!C160)","v":"-"},null,false,"",null,false,"",null,null,false,"",null,false,"",null,null,false,"",null,false,"",null,{"$f":"IF(M_GH!C161=\"\",\"-\",M_GH!C161)","v":"-"},null,false,"",null,false,"",null,null,false,"",null,false,"",null,null,false,"",null,false,""]
[null,{"$f":"IF(GH!C161=\"\",\"-\",GH!C161)","v":"-"},null,false,"",null,false,"",null,null,false,"",null,false,"",null,null,false,"",null,false,"",null,{"$f":"IF(M_GH!C162=\"\",\"-\",M_GH!C162)","v":"-"},null,false,"",null,false,"",null,null,false,"",null,false,"",null,null,false,"",null,false,""]
[null,{"$f":"IF(GH!C162=\"\",\"-\",GH!C162)","v":"-"},null,false,"",null,false,"",null,null,false,"",null,false,"",null,null,false,"",null,false,"",null,{"$f":"IF(M_GH!C163=\"\",\"-\",M_GH!C163)","v":"-"},null,false,"",null,false,"",null,null,false,"",null,false,"",null,null,false,"",null,false,""]
[null,{"$f":"IF(GH!C163=\"\",\"-\",GH!C163)","v":"-"},null,false,"",null,false,"",null,null,false,"",null,false,"",null,null,false,"",null,false,"",null,{"$f":"IF(M_GH!C164=\"\",\"-\",M_GH!C164)","v":"-"},null,false,"",null,false,"",null,null,false,"",null,false,"",null,null,false,"",null,false,""]
[null,{"$f":"IF(GH!C164=\"\",\"-\",GH!C164)","v":"-"},null,false,"",null,false,"",null,null,false,"",null,false,"",null,null,false,"",null,false,"",null,{"$f":"IF(M_GH!C165=\"\",\"-\",M_GH!C165)","v":"-"},null,false,"",null,false,"",null,null,false,"",null,false,"",null,null,false,"",null,false,""]
[null,{"$f":"IF(GH!C165=\"\",\"-\",GH!C165)","v":"-"},null,false,"",null,false,"",null,null,false,"",null,false,"",null,null,false,"",null,false,"",null,{"$f":"IF(M_GH!C166=\"\",\"-\",M_GH!C166)","v":"-"},null,false,"",null,false,"",null,null,false,"",null,false,"",null,null,false,"",null,false,""]
[null,{"$f":"IF(GH!C166=\"\",\"-\",GH!C166)","v":"-"},null,false,"",null,false,"",null,null,false,"",null,false,"",null,null,false,"",null,false,"",null,{"$f":"IF(M_GH!C167=\"\",\"-\",M_GH!C167)","v":"-"},null,false,"",null,false,"",null,null,false,"",null,false,"",null,null,false,"",null,false,""]
[]
[]
[]
[]
[null,{"$f":"IF(GH!C171=\"\",\"\",GH!C171)","v":"3.2 punktuelle Wärmebrücken"},{"$nulls":21},{"$f":"IF(M_GH!C172=\"\",\"-\",M_GH!C172)","v":"3.2 punktuelle Wärmebrücken"}]
[null,null,{"$f":"IF(AND(NOT($B172=\"-\"),B172),\"x\",\"\")","v":"x"},"x","x","x","x","x","x","x","x","x","x","x","x","x","x","x","x","x","x","x",{"$nulls":3},{"$f":"IF(AND(NOT($X172=\"-\"),Y172),\"x\",\"\")","v":"x"},"x","x","x","x","x","x","x","x","x","x","x","x","x","x","x","x","x","x"]
[null,{"$f":"IF(GH!C173=\"\",\"-\",GH!C173)","v":"-"},null,false,"",null,false,"",null,null,false,"",null,false,"",null,null,false,"",null,false,"",null,{"$f":"IF(M_GH!C174=\"\",\"-\",M_GH!C174)","v":"-"},null,false,{"$f":"IF(AND(NOT($X173=\"-\"),Z173),\"x\",\"\")","v":""},null,false,{"$f":"IF(AND(NOT($X173=\"-\"),AC173),\"x\",\"\")","v":""},null,null,false,{"$f":"IF(AND(NOT($X173=\"-\"),AG173),\"x\",\"\")","v":""},null,false,{"$f":"IF(AND(NOT($X173=\"-\"),AJ173),\"x\",\"\")","v":""},null,null,false,{"$f":"IF(AND(NOT($X173=\"-\"),AN173),\"x\",\"\")","v":""},null,false,{"$f":"IF(AND(NOT($X173=\"-\"),AQ173),\"x\",\"\")","v":""}]
[null,{"$f":"IF(GH!C174=\"\",\"-\",GH!C174)","v":"-"},null,false,"",null,false,"",null,null,false,"",null,false,"",null,null,false,"",null,false,"",null,{"$f":"IF(M_GH!C175=\"\",\"-\",M_GH!C175)","v":"-"},null,false,"",null,false,"",null,null,false,"",null,false,"",null,null,false,"",null,false,""]
[null,{"$f":"IF(GH!C175=\"\",\"-\",GH!C175)","v":"-"},null,false,"",null,false,"",null,null,false,"",null,false,"",null,null,false,"",null,false,"",null,{"$f":"IF(M_GH!C176=\"\",\"-\",M_GH!C176)","v":"-"},null,false,"",null,false,"",null,null,false,"",null,false,"",null,null,false,"",null,false,""]
[null,{"$f":"IF(GH!C176=\"\",\"-\",GH!C176)","v":"-"},null,false,"",null,false,"",null,null,false,"",null,false,"",null,null,false,"",null,false,"",null,{"$f":"IF(M_GH!C177=\"\",\"-\",M_GH!C177)","v":"-"},null,false,"",null,false,"",null,null,false,"",null,false,"",null,null,false,"",null,false,""]
[null,{"$f":"IF(GH!C177=\"\",\"-\",GH!C177)","v":"-"},null,false,"",null,false,"",null,null,false,"",null,false,"",null,null,false,"",null,false,"",null,{"$f":"IF(M_GH!C178=\"\",\"-\",M_GH!C178)","v":"-"},null,false,"",null,false,"",null,null,false,"",null,false,"",null,null,false,"",null,false,""]
[{"$nulls":3},false,"",null,false,"",null,null,false,"",null,false,"",null,null,false,"",null,false,"",{"$nulls":3},false,"",null,false,"",null,null,false,"",null,false,"",null,null,false,"",null,false,""]
[]
[]
[]
[null,"IST - Bauteile gegen beheizte Räume",{"$nulls":21},"Massnahmen - Bauteile gegen beheizte Räume"]
[null,{"$f":"IF(GH!C183=\"\",\"\",GH!C183)","v":"4.1 Estrichböden gg. beheizt"},{"$nulls":21},{"$f":"IF(M_GH!C184=\"\",\"-\",M_GH!C184)","v":"4.1 Estrichböden"}]
[null,{"$f":"IF(GH!C184=\"\",\"-\",GH!C184)","v":"-"},null,false,"",null,false,"",null,null,false,"",null,false,"",null,null,false,"",null,false,"",null,{"$f":"IF(M_GH!C185=\"\",\"-\",M_GH!C185)","v":"-"},null,false,{"$f":"IF(AND(NOT($X184=\"-\"),Z184),\"x\",\"\")","v":""},null,false,{"$f":"IF(AND(NOT($X184=\"-\"),AC184),\"x\",\"\")","v":""},null,null,false,{"$f":"IF(AND(NOT($X184=\"-\"),AG184),\"x\",\"\")","v":""},null,false,{"$f":"IF(AND(NOT($X184=\"-\"),AJ184),\"x\",\"\")","v":""},null,null,false,{"$f":"IF(AND(NOT($X184=\"-\"),AN184),\"x\",\"\")","v":""},null,false,{"$f":"IF(AND(NOT($X184=\"-\"),AQ184),\"x\",\"\")","v":""}]
[null,{"$f":"IF(GH!C185=\"\",\"-\",GH!C185)","v":"-"},null,false,"",null,false,"",null,null,false,"",null,false,"",null,null,false,"",null,false,"",null,{"$f":"IF(M_GH!C186=\"\",\"-\",M_GH!C186)","v":"-"},null,false,{"$f":"IF(AND(NOT($X185=\"-\"),Z185),\"x\",\"\")","v":""},null,false,{"$f":"IF(AND(NOT($X185=\"-\"),AC185),\"x\",\"\")","v":""},null,null,false,{"$f":"IF(AND(NOT($X185=\"-\"),AG185),\"x\",\"\")","v":""},null,false,{"$f":"IF(AND(NOT($X185=\"-\"),AJ185),\"x\",\"\")","v":""},null,null,false,{"$f":"IF(AND(NOT($X185=\"-\"),AN185),\"x\",\"\")","v":""},null,false,{"$f":"IF(AND(NOT($X185=\"-\"),AQ185),\"x\",\"\")","v":""}]
[null,{"$f":"IF(GH!C186=\"\",\"-\",GH!C186)","v":"-"},null,false,"",null,false,"",null,null,false,"",null,false,"",null,null,false,"",null,false,"",null,{"$f":"IF(M_GH!C187=\"\",\"-\",M_GH!C187)","v":"-"},null,false,{"$f":"IF(AND(NOT($X186=\"-\"),Z186),\"x\",\"\")","v":""},null,false,{"$f":"IF(AND(NOT($X186=\"-\"),AC186),\"x\",\"\")","v":""},null,null,false,{"$f":"IF(AND(NOT($X186=\"-\"),AG186),\"x\",\"\")","v":""},null,false,{"$f":"IF(AND(NOT($X186=\"-\"),AJ186),\"x\",\"\")","v":""},null,null,false,{"$f":"IF(AND(NOT($X186=\"-\"),AN186),\"x\",\"\")","v":""},null,false,{"$f":"IF(AND(NOT($X186=\"-\"),AQ186),\"x\",\"\")","v":""}]
[null,{"$f":"IF(GH!C187=\"\",\"-\",GH!C187)","v":"-"},null,false,"",null,false,"",null,null,false,"",null,false,"",null,null,false,"",null,false,"",null,{"$f":"IF(M_GH!C188=\"\",\"-\",M_GH!C188)","v":"-"},null,false,{"$f":"IF(AND(NOT($X187=\"-\"),Z187),\"x\",\"\")","v":""},null,false,{"$f":"IF(AND(NOT($X187=\"-\"),AC187),\"x\",\"\")","v":""},null,null,false,{"$f":"IF(AND(NOT($X187=\"-\"),AG187),\"x\",\"\")","v":""},null,false,{"$f":"IF(AND(NOT($X187=\"-\"),AJ187),\"x\",\"\")","v":""},null,null,false,{"$f":"IF(AND(NOT($X187=\"-\"),AN187),\"x\",\"\")","v":""},null,false,{"$f":"IF(AND(NOT($X187=\"-\"),AQ187),\"x\",\"\")","v":""}]
[]
[]
[]
[]
[null,{"$f":"IF(GH!C192=\"\",\"\",GH!C192)","v":"4.2 Wände gg. beheizt"},{"$nulls":21},{"$f":"IF(M_GH!C193=\"\",\"-\",M_GH!C193)","v":"4.2 Wände"}]
[null,{"$f":"IF(GH!C193=\"\",\"-\",GH!C193)","v":"-"},null,false,"",null,false,"",null,null,false,"",null,false,"",null,null,false,"",null,false,"",null,{"$f":"IF(M_GH!C194=\"\",\"-\",M_GH!C194)","v":"-"},null,false,{"$f":"IF(AND(NOT($X193=\"-\"),Z193),\"x\",\"\")","v":""},null,false,{"$f":"IF(AND(NOT($X193=\"-\"),AC193),\"x\",\"\")","v":""},null,null,false,{"$f":"IF(AND(NOT($X193=\"-\"),AG193),\"x\",\"\")","v":""},null,false,{"$f":"IF(AND(NOT($X193=\"-\"),AJ193),\"x\",\"\")","v":""},null,null,false,{"$f":"IF(AND(NOT($X193=\"-\"),AN193),\"x\",\"\")","v":""},null,false,{"$f":"IF(AND(NOT($X193=\"-\"),AQ193),\"x\",\"\")","v":""}]
[null,{"$f":"IF(GH!C194=\"\",\"-\",GH!C194)","v":"-"},null,false,"",null,false,"",null,null,false,"",null,false,"",null,null,false,"",null,false,"",null,{"$f":"IF(M_GH!C195=\"\",\"-\",M_GH!C195)","v":"-"},null,false,{"$f":"IF(AND(NOT($X194=\"-\"),Z194),\"x\",\"\")","v":""},null,false,{"$f":"IF(AND(NOT($X194=\"-\"),AC194),\"x\",\"\")","v":""},null,null,false,{"$f":"IF(AND(NOT($X194=\"-\"),AG194),\"x\",\"\")","v":""},null,false,{"$f":"IF(AND(NOT($X194=\"-\"),AJ194),\"x\",\"\")","v":""},null,null,false,{"$f":"IF(AND(NOT($X194=\"-\"),AN194),\"x\",\"\")","v":""},null,false,{"$f":"IF(AND(NOT($X194=\"-\"),AQ194),\"x\",\"\")","v":""}]
[null,{"$f":"IF(GH!C195=\"\",\"-\",GH!C195)","v":"-"},null,false,"",null,false,"",null,null,false,"",null,false,"",null,null,false,"",null,false,"",null,{"$f":"IF(M_GH!C196=\"\",\"-\",M_GH!C196)","v":"-"},null,false,{"$f":"IF(AND(NOT($X195=\"-\"),Z195),\"x\",\"\")","v":""},null,false,{"$f":"IF(AND(NOT($X195=\"-\"),AC195),\"x\",\"\")","v":""},null,null,false,{"$f":"IF(AND(NOT($X195=\"-\"),AG195),\"x\",\"\")","v":""},null,false,{"$f":"IF(AND(NOT($X195=\"-\"),AJ195),\"x\",\"\")","v":""},null,null,false,{"$f":"IF(AND(NOT($X195=\"-\"),AN195),\"x\",\"\")","v":""},null,false,{"$f":"IF(AND(NOT($X195=\"-\"),AQ195),\"x\",\"\")","v":""}]
[null,{"$f":"IF(GH!C196=\"\",\"-\",GH!C196)","v":"-"},null,false,{"$f":"IF(AND(NOT($B196=\"-\"),D196),\"x\",\"\")","v":""},null,false,{"$f":"IF(AND(NOT($B196=\"-\"),G196),\"x\",\"\")","v":""},null,null,false,{"$f":"IF(AND(NOT($B196=\"-\"),K196),\"x\",\"\")","v":""},null,false,{"$f":"IF(AND(NOT($B196=\"-\"),N196),\"x\",\"\")","v":""},null,null,false,{"$f":"IF(AND(NOT($B196=\"-\"),R196),\"x\",\"\")","v":""},null,false,{"$f":"IF(AND(NOT($B196=\"-\"),U196),\"x\",\"\")","v":""},null,{"$f":"IF(M_GH!C197=\"\",\"-\",M_GH!C197)","v":"-"},null,false,{"$f":"IF(AND(NOT($X196=\"-\"),Z196),\"x\",\"\")","v":""},null,false,{"$f":"IF(AND(NOT($X196=\"-\"),AC196),\"x\",\"\")","v":""},null,null,false,{"$f":"IF(AND(NOT($X196=\"-\"),AG196),\"x\",\"\")","v":""},null,false,{"$f":"IF(AND(NOT($X196=\"-\"),AJ196),\"x\",\"\")","v":""},null,null,false,{"$f":"IF(AND(NOT($X196=\"-\"),AN196),\"x\",\"\")","v":""},null,false,{"$f":"IF(AND(NOT($X196=\"-\"),AQ196),\"x\",\"\")","v":""}]
[null,{"$f":"IF(GH!C197=\"\",\"-\",GH!C197)","v":"-"},null,false,"",null,false,"",null,null,false,"",null,false,"",null,null,false,"",null,false,"",null,{"$f":"IF(M_GH!C198=\"\",\"-\",M_GH!C198)","v":"-"},null,false,{"$f":"IF(AND(NOT($X197=\"-\"),Z197),\"x\",\"\")","v":""},null,false,{"$f":"IF(AND(NOT($X197=\"-\"),AC197),\"x\",\"\")","v":""},null,null,false,{"$f":"IF(AND(NOT($X197=\"-\"),AG197),\"x\",\"\")","v":""},null,false,{"$f":"IF(AND(NOT($X197=\"-\"),AJ197),\"x\",\"\")","v":""},null,null,false,{"$f":"IF(AND(NOT($X197=\"-\"),AN197),\"x\",\"\")","v":""},null,false,{"$f":"IF(AND(NOT($X197=\"-\"),AQ197),\"x\",\"\")","v":""}]
[]
[]
[]
[]
[null,{"$f":"IF(GH!C202=\"\",\"\",GH!C202)","v":"4.3 Böden gg. beheizt"},{"$nulls":21},{"$f":"IF(M_GH!C203=\"\",\"-\",M_GH!C203)","v":"4.3 Böden"}]
[null,{"$f":"IF(GH!C203=\"\",\"-\",GH!C203)","v":"-"},null,false,"",null,false,"",null,null,false,"",null,false,"",null,null,false,"",null,false,"",null,{"$f":"IF(M_GH!C204=\"\",\"-\",M_GH!C204)","v":"-"},null,false,{"$f":"IF(AND(NOT($X203=\"-\"),Z203),\"x\",\"\")","v":""},null,false,{"$f":"IF(AND(NOT($X203=\"-\"),AC203),\"x\",\"\")","v":""},null,null,false,{"$f":"IF(AND(NOT($X203=\"-\"),AG203),\"x\",\"\")","v":""},null,false,{"$f":"IF(AND(NOT($X203=\"-\"),AJ203),\"x\",\"\")","v":""},null,null,false,{"$f":"IF(AND(NOT($X203=\"-\"),AN203),\"x\",\"\")","v":""},null,false,{"$f":"IF(AND(NOT($X203=\"-\"),AQ203),\"x\",\"\")","v":""}]
[null,{"$f":"IF(GH!C204=\"\",\"-\",GH!C204)","v":"-"},null,false,"",null,false,"",null,null,false,"",null,false,"",null,null,false,"",null,false,"",null,{"$f":"IF(M_GH!C205=\"\",\"-\",M_GH!C205)","v":"-"},null,false,{"$f":"IF(AND(NOT($X204=\"-\"),Z204),\"x\",\"\")","v":""},null,false,{"$f":"IF(AND(NOT($X204=\"-\"),AC204),\"x\",\"\")","v":""},null,null,false,{"$f":"IF(AND(NOT($X204=\"-\"),AG204),\"x\",\"\")","v":""},null,false,{"$f":"IF(AND(NOT($X204=\"-\"),AJ204),\"x\",\"\")","v":""},null,null,false,{"$f":"IF(AND(NOT($X204=\"-\"),AN204),\"x\",\"\")","v":""},null,false,{"$f":"IF(AND(NOT($X204=\"-\"),AQ204),\"x\",\"\")","v":""}]
[null,{"$f":"IF(GH!C205=\"\",\"-\",GH!C205)","v":"-"},null,false,"",null,false,"",null,null,false,"",null,false,"",null,null,false,"",null,false,"",null,{"$f":"IF(M_GH!C206=\"\",\"-\",M_GH!C206)","v":"-"},null,false,{"$f":"IF(AND(NOT($X205=\"-\"),Z205),\"x\",\"\")","v":""},null,false,{"$f":"IF(AND(NOT($X205=\"-\"),AC205),\"x\",\"\")","v":""},null,null,false,{"$f":"IF(AND(NOT($X205=\"-\"),AG205),\"x\",\"\")","v":""},null,false,{"$f":"IF(AND(NOT($X205=\"-\"),AJ205),\"x\",\"\")","v":""},null,null,false,{"$f":"IF(AND(NOT($X205=\"-\"),AN205),\"x\",\"\")","v":""},null,false,{"$f":"IF(AND(NOT($X205=\"-\"),AQ205),\"x\",\"\")","v":""}]
[null,{"$f":"IF(GH!C206=\"\",\"-\",GH!C206)","v":"-"},null,false,"",null,false,"",null,null,false,"",null,false,"",null,null,false,"",null,false,"",null,{"$f":"IF(M_GH!C207=\"\",\"-\",M_GH!C207)","v":"-"},null,false,{"$f":"IF(AND(NOT($X206=\"-\"),Z206),\"x\",\"\")","v":""},null,false,{"$f":"IF(AND(NOT($X206=\"-\"),AC206),\"x\",\"\")","v":""},null,null,false,{"$f":"IF(AND(NOT($X206=\"-\"),AG206),\"x\",\"\")","v":""},null,false,{"$f":"IF(AND(NOT($X206=\"-\"),AJ206),\"x\",\"\")","v":""},null,null,false,{"$f":"IF(AND(NOT($X206=\"-\"),AN206),\"x\",\"\")","v":""},null,false,{"$f":"IF(AND(NOT($X206=\"-\"),AQ206),\"x\",\"\")","v":""}]
[null,{"$f":"IF(GH!C207=\"\",\"-\",GH!C207)","v":"-"},null,false,"",null,false,"",null,null,false,"",null,false,"",null,null,false,"",null,false,"",null,{"$f":"IF(M_GH!C208=\"\",\"-\",M_GH!C208)","v":"-"},null,false,{"$f":"IF(AND(NOT($X207=\"-\"),Z207),\"x\",\"\")","v":""},null,false,{"$f":"IF(AND(NOT($X207=\"-\"),AC207),\"x\",\"\")","v":""},null,null,false,{"$f":"IF(AND(NOT($X207=\"-\"),AG207),\"x\",\"\")","v":""},null,false,{"$f":"IF(AND(NOT($X207=\"-\"),AJ207),\"x\",\"\")","v":""},null,null,false,{"$f":"IF(AND(NOT($X207=\"-\"),AN207),\"x\",\"\")","v":""},null,false,{"$f":"IF(AND(NOT($X207=\"-\"),AQ207),\"x\",\"\")","v":""}]
[]
[]
[null,"freie Eingabe für Bericht:",{"$nulls":43},"kombiniert Bauteile gemäss Varianten-Liste und summiert Wärmetransferverluste nach Gebäudekategorien und Bauteilkategorien"]
[null,"Bemerkungen",{"$nulls":43},"Variante A: Summe Qti [kWh/m²]",{"$nulls":13},"Variante A: Summe Qsi [kWh/m²]",{"$nulls":13},"Kommentar:"]
[null,"Freitext. ",{"$nulls":43},{"$f":"Kat_1","v":0}]
[{"$nulls":45}," gegen aussen",{"$f":"IF(EBF_1A>0.1,(SUMIFS(GH!R$10:R$97,GH!$D$10:$D$97,V_GH!$AT$212,V_GH!$E$10:$E$97,\"x\")\n+SUMIFS(M_GH!U$11:U$98,M_GH!$D$11:$D$98,V_GH!$AT$212,V_GH!$AA$10:$AA$97,\"x\"))/EBF_1A,0)","v":{"v":0,"d":"0.00"}},{"$f":"IF(EBF_1A>0.1,(SUMIFS(GH!S$10:S$97,GH!$D$10:$D$97,V_GH!$AT$212,V_GH!$E$10:$E$97,\"x\")\n+SUMIFS(M_GH!V$11:V$98,M_GH!$D$11:$D$98,V_GH!$AT$212,V_GH!$AA$10:$AA$97,\"x\"))/EBF_1A,0)","v":{"v":0,"d":"0.00"}},{"$f":"IF(EBF_1A>0.1,(SUMIFS(GH!T$10:T$97,GH!$D$10:$D$97,V_GH!$AT$212,V_GH!$E$10:$E$97,\"x\")\n+SUMIFS(M_GH!W$11:W$98,M_GH!$D$11:$D$98,V_GH!$AT$212,V_GH!$AA$10:$AA$97,\"x\"))/EBF_1A,0)","v":{"v":0,"d":"0.00"}},{"$f":"IF(EBF_1A>0.1,(SUMIFS(GH!U$10:U$97,GH!$D$10:$D$97,V_GH!$AT$212,V_GH!$E$10:$E$97,\"x\")\n+SUMIFS(M_GH!X$11:X$98,M_GH!$D$11:$D$98,V_GH!$AT$212,V_GH!$AA$10:$AA$97,\"x\"))/EBF_1A,0)","v":{"v":0,"d":"0.00"}},{"$f":"IF(EBF_1A>0.1,(SUMIFS(GH!V$10:V$97,GH!$D$10:$D$97,V_GH!$AT$212,V_GH!$E$10:$E$97,\"x\")\n+SUMIFS(M_GH!Y$11:Y$98,M_GH!$D$11:$D$98,V_GH!$AT$212,V_GH!$AA$10:$AA$97,\"x\"))/EBF_1A,0)","v":{"v":0,"d":"0.00"}},{"$f":"IF(EBF_1A>0.1,(SUMIFS(GH!W$10:W$97,GH!$D$10:$D$97,V_GH!$AT$212,V_GH!$E$10:$E$97,\"x\")\n+SUMIFS(M_GH!Z$11:Z$98,M_GH!$D$11:$D$98,V_GH!$AT$212,V_GH!$AA$10:$AA$97,\"x\"))/EBF_1A,0)","v":{"v":0,"d":"0.00"}},{"$f":"IF(EBF_1A>0.1,(SUMIFS(GH!X$10:X$97,GH!$D$10:$D$97,V_GH!$AT$212,V_GH!$E$10:$E$97,\"x\")\n+SUMIFS(M_GH!AA$11:AA$98,M_GH!$D$11:$D$98,V_GH!$AT$212,V_GH!$AA$10:$AA$97,\"x\"))/EBF_1A,0)","v":{"v":0,"d":"0.00"}},{"$f":"IF(EBF_1A>0.1,(SUMIFS(GH!Y$10:Y$97,GH!$D$10:$D$97,V_GH!$AT$212,V_GH!$E$10:$E$97,\"x\")\n+SUMIFS(M_GH!AB$11:AB$98,M_GH!$D$11:$D$98,V_GH!$AT$212,V_GH!$AA$10:$AA$97,\"x\"))/EBF_1A,0)","v":{"v":0,"d":"0.00"}},{"$f":"IF(EBF_1A>0.1,(SUMIFS(GH!Z$10:Z$97,GH!$D$10:$D$97,V_GH!$AT$212,V_GH!$E$10:$E$97,\"x\")\n+SUMIFS(M_GH!AC$11:AC$98,M_GH!$D$11:$D$98,V_GH!$AT$212,V_GH!$AA$10:$AA$97,\"x\"))/EBF_1A,0)","v":{"v":0,"d":"0.00"}},{"$f":"IF(EBF_1A>0.1,(SUMIFS(GH!AA$10:AA$97,GH!$D$10:$D$97,V_GH!$AT$212,V_GH!$E$10:$E$97,\"x\")\n+SUMIFS(M_GH!AD$11:AD$98,M_GH!$D$11:$D$98,V_GH!$AT$212,V_GH!$AA$10:$AA$97,\"x\"))/EBF_1A,0)","v":{"v":0,"d":"0.00"}},{"$f":"IF(EBF_1A>0.1,(SUMIFS(GH!AB$10:AB$97,GH!$D$10:$D$97,V_GH!$AT$212,V_GH!$E$10:$E$97,\"x\")\n+SUMIFS(M_GH!AE$11:AE$98,M_GH!$D$11:$D$98,V_GH!$AT$212,V_GH!$AA$10:$AA$97,\"x\"))/EBF_1A,0)","v":{"v":0,"d":"0.00"}},{"$f":"IF(EBF_1A>0.1,(SUMIFS(GH!AC$10:AC$97,GH!$D$10:$D$97,V_GH!$AT$212,V_GH!$E$10:$E$97,\"x\")\n+SUMIFS(M_GH!AF$11:AF$98,M_GH!$D$11:$D$98,V_GH!$AT$212,V_GH!$AA$10:$AA$97,\"x\"))/EBF_1A,0)","v":{"v":0,"d":"0.00"}},{"$f":"IF(EBF_1A>0.1,(SUMIFS(GH!AD$10:AD$97,GH!$D$10:$D$97,V_GH!$AT$212,V_GH!$E$10:$E$97,\"x\")\n+SUMIFS(M_GH!AG$11:AG$98,M_GH!$D$11:$D$98,V_GH!$AT$212,V_GH!$AA$10:$AA$97,\"x\"))/EBF_1A,0)","v":{"v":0,"d":"0.00"}},{"$f":"IF(EBF_1A>0.1,(SUMIFS(GH!AE$48:AE$77,GH!$D$48:$D$77,V_GH!$AT$212,V_GH!$E$48:$E$77,\"x\")\n+SUMIFS(M_GH!AH$49:AH$78,M_GH!$D$49:$D$78,V_GH!$AT$212,V_GH!$AA$48:$AA$77,\"x\"))/EBF_1A,0)","v":{"v":0,"d":"0.00"}},{"$f":"IF(EBF_1A>0.1,(SUMIFS(GH!AF$48:AF$77,GH!$D$48:$D$77,V_GH!$AT$212,V_GH!$E$48:$E$77,\"x\")\n+SUMIFS(M_GH!AI$49:AI$78,M_GH!$D$49:$D$78,V_GH!$AT$212,V_GH!$AA$48:$AA$77,\"x\"))/EBF_1A,0)","v":{"v":0,"d":"0.00"}},{"$f":"IF(EBF_1A>0.1,(SUMIFS(GH!AG$48:AG$77,GH!$D$48:$D$77,V_GH!$AT$212,V_GH!$E$48:$E$77,\"x\")\n+SUMIFS(M_GH!AJ$49:AJ$78,M_GH!$D$49:$D$78,V_GH!$AT$212,V_GH!$AA$48:$AA$77,\"x\"))/EBF_1A,0)","v":{"v":0,"d":"0.00"}},{"$f":"IF(EBF_1A>0.1,(SUMIFS(GH!AH$48:AH$77,GH!$D$48:$D$77,V_GH!$AT$212,V_GH!$E$48:$E$77,\"x\")\n+SUMIFS(M_GH!AK$49:AK$78,M_GH!$D$49:$D$78,V_GH!$AT$212,V_GH!$AA$48:$AA$77,\"x\"))/EBF_1A,0)","v":{"v":0,"d":"0.00"}},{"$f":"IF(EBF_1A>0.1,(SUMIFS(GH!AI$48:AI$77,GH!$D$48:$D$77,V_GH!$AT$212,V_GH!$E$48:$E$77,\"x\")\n+SUMIFS(M_GH!AL$49:AL$78,M_GH!$D$49:$D$78,V_GH!$AT$212,V_GH!$AA$48:$AA$77,\"x\"))/EBF_1A,0)","v":{"v":0,"d":"0.00"}},{"$f":"IF(EBF_1A>0.1,(SUMIFS(GH!AJ$48:AJ$77,GH!$D$48:$D$77,V_GH!$AT$212,V_GH!$E$48:$E$77,\"x\")\n+SUMIFS(M_GH!AM$49:AM$78,M_GH!$D$49:$D$78,V_GH!$AT$212,V_GH!$AA$48:$AA$77,\"x\"))/EBF_1A,0)","v":{"v":0,"d":"0.00"}},{"$f":"IF(EBF_1A>0.1,(SUMIFS(GH!AK$48:AK$77,GH!$D$48:$D$77,V_GH!$AT$212,V_GH!$E$48:$E$77,\"x\")\n+SUMIFS(M_GH!AN$49:AN$78,M_GH!$D$49:$D$78,V_GH!$AT$212,V_GH!$AA$48:$AA$77,\"x\"))/EBF_1A,0)","v":{"v":0,"d":"0.00"}},{"$f":"IF(EBF_1A>0.1,(SUMIFS(GH!AL$48:AL$77,GH!$D$48:$D$77,V_GH!$AT$212,V_GH!$E$48:$E$77,\"x\")\n+SUMIFS(M_GH!AO$49:AO$78,M_GH!$D$49:$D$78,V_GH!$AT$212,V_GH!$AA$48:$AA$77,\"x\"))/EBF_1A,0)","v":{"v":0,"d":"0.00"}},{"$f":"IF(EBF_1A>0.1,(SUMIFS(GH!AM$48:AM$77,GH!$D$48:$D$77,V_GH!$AT$212,V_GH!$E$48:$E$77,\"x\")\n+SUMIFS(M_GH!AP$49:AP$78,M_GH!$D$49:$D$78,V_GH!$AT$212,V_GH!$AA$48:$AA$77,\"x\"))/EBF_1A,0)","v":{"v":0,"d":"0.00"}},{"$f":"IF(EBF_1A>0.1,(SUMIFS(GH!AN$48:AN$77,GH!$D$48:$D$77,V_GH!$AT$212,V_GH!$E$48:$E$77,\"x\")\n+SUMIFS(M_GH!AQ$49:AQ$78,M_GH!$D$49:$D$78,V_GH!$AT$212,V_GH!$AA$48:$AA$77,\"x\"))/EBF_1A,0)","v":{"v":0,"d":"0.00"}},{"$f":"IF(EBF_1A>0.1,(SUMIFS(GH!AO$48:AO$77,GH!$D$48:$D$77,V_GH!$AT$212,V_GH!$E$48:$E$77,\"x\")\n+SUMIFS(M_GH!AR$49:AR$78,M_GH!$D$49:$D$78,V_GH!$AT$212,V_GH!$AA$48:$AA$77,\"x\"))/EBF_1A,0)","v":{"v":0,"d":"0.00"}},{"$f":"IF(EBF_1A>0.1,(SUMIFS(GH!AP$48:AP$77,GH!$D$48:$D$77,V_GH!$AT$212,V_GH!$E$48:$E$77,\"x\")\n+SUMIFS(M_GH!AS$49:AS$78,M_GH!$D$49:$D$78,V_GH!$AT$212,V_GH!$AA$48:$AA$77,\"x\"))/EBF_1A,0)","v":{"v":0,"d":"0.00"}},{"$f":"SUM(BH213:BS213)","v":{"v":0,"d":"0.00"}}]
[{"$nulls":45}," gegen unbeh./erde",{"$f":"IF(EBF_1A>0.1,(SUMIFS(GH!R$104:R$149,GH!$D$104:$D$149,V_GH!$AT$212,V_GH!$E$104:$E$149,\"x\")\n+SUMIFS(M_GH!U$105:U$150,M_GH!$D$105:$D$150,V_GH!$AT$212,V_GH!$AA$104:$AA$149,\"x\"))/EBF_1A,0)","v":{"v":0,"d":"0.00"}},{"$f":"IF(EBF_1A>0.1,(SUMIFS(GH!S$104:S$149,GH!$D$104:$D$149,V_GH!$AT$212,V_GH!$E$104:$E$149,\"x\")\n+SUMIFS(M_GH!V$105:V$150,M_GH!$D$105:$D$150,V_GH!$AT$212,V_GH!$AA$104:$AA$149,\"x\"))/EBF_1A,0)","v":{"v":0,"d":"0.00"}},{"$f":"IF(EBF_1A>0.1,(SUMIFS(GH!T$104:T$149,GH!$D$104:$D$149,V_GH!$AT$212,V_GH!$E$104:$E$149,\"x\")\n+SUMIFS(M_GH!W$105:W$150,M_GH!$D$105:$D$150,V_GH!$AT$212,V_GH!$AA$104:$AA$149,\"x\"))/EBF_1A,0)","v":{"v":0,"d":"0.00"}},{"$f":"IF(EBF_1A>0.1,(SUMIFS(GH!U$104:U$149,GH!$D$104:$D$149,V_GH!$AT$212,V_GH!$E$104:$E$149,\"x\")\n+SUMIFS(M_GH!X$105:X$150,M_GH!$D$105:$D$150,V_GH!$AT$212,V_GH!$AA$104:$AA$149,\"x\"))/EBF_1A,0)","v":{"v":0,"d":"0.00"}},{"$f":"IF(EBF_1A>0.1,(SUMIFS(GH!V$104:V$149,GH!$D$104:$D$149,V_GH!$AT$212,V_GH!$E$104:$E$149,\"x\")\n+SUMIFS(M_GH!Y$105:Y$150,M_GH!$D$105:$D$150,V_GH!$AT$212,V_GH!$AA$104:$AA$149,\"x\"))/EBF_1A,0)","v":{"v":0,"d":"0.00"}},{"$f":"IF(EBF_1A>0.1,(SUMIFS(GH!W$104:W$149,GH!$D$104:$D$149,V_GH!$AT$212,V_GH!$E$104:$E$149,\"x\")\n+SUMIFS(M_GH!Z$105:Z$150,M_GH!$D$105:$D$150,V_GH!$AT$212,V_GH!$AA$104:$AA$149,\"x\"))/EBF_1A,0)","v":{"v":0,"d":"0.00"}},{"$f":"IF(EBF_1A>0.1,(SUMIFS(GH!X$104:X$149,GH!$D$104:$D$149,V_GH!$AT$212,V_GH!$E$104:$E$149,\"x\")\n+SUMIFS(M_GH!AA$105:AA$150,M_GH!$D$105:$D$150,V_GH!$AT$212,V_GH!$AA$104:$AA$149,\"x\"))/EBF_1A,0)","v":{"v":0,"d":"0.00"}},{"$f":"IF(EBF_1A>0.1,(SUMIFS(GH!Y$104:Y$149,GH!$D$104:$D$149,V_GH!$AT$212,V_GH!$E$104:$E$149,\"x\")\n+SUMIFS(M_GH!AB$105:AB$150,M_GH!$D$105:$D$150,V_GH!$AT$212,V_GH!$AA$104:$AA$149,\"x\"))/EBF_1A,0)","v":{"v":0,"d":"0.00"}},{"$f":"IF(EBF_1A>0.1,(SUMIFS(GH!Z$104:Z$149,GH!$D$104:$D$149,V_GH!$AT$212,V_GH!$E$104:$E$149,\"x\")\n+SUMIFS(M_GH!AC$105:AC$150,M_GH!$D$105:$D$150,V_GH!$AT$212,V_GH!$AA$104:$AA$149,\"x\"))/EBF_1A,0)","v":{"v":0,"d":"0.00"}},{"$f":"IF(EBF_1A>0.1,(SUMIFS(GH!AA$104:AA$149,GH!$D$104:$D$149,V_GH!$AT$212,V_GH!$E$104:$E$149,\"x\")\n+SUMIFS(M_GH!AD$105:AD$150,M_GH!$D$105:$D$150,V_GH!$AT$212,V_GH!$AA$104:$AA$149,\"x\"))/EBF_1A,0)","v":{"v":0,"d":"0.00"}},{"$f":"IF(EBF_1A>0.1,(SUMIFS(GH!AB$104:AB$149,GH!$D$104:$D$149,V_GH!$AT$212,V_GH!$E$104:$E$149,\"x\")\n+SUMIFS(M_GH!AE$105:AE$150,M_GH!$D$105:$D$150,V_GH!$AT$212,V_GH!$AA$104:$AA$149,\"x\"))/EBF_1A,0)","v":{"v":0,"d":"0.00"}},{"$f":"IF(EBF_1A>0.1,(SUMIFS(GH!AC$104:AC$149,GH!$D$104:$D$149,V_GH!$AT$212,V_GH!$E$104:$E$149,\"x\")\n+SUMIFS(M_GH!AF$105:AF$150,M_GH!$D$105:$D$150,V_GH!$AT$212,V_GH!$AA$104:$AA$149,\"x\"))/EBF_1A,0)","v":{"v":0,"d":"0.00"}},{"$f":"IF(EBF_1A>0.1,(SUMIFS(GH!AD$104:AD$149,GH!$D$104:$D$149,V_GH!$AT$212,V_GH!$E$104:$E$149,\"x\")\n+SUMIFS(M_GH!AG$105:AG$150,M_GH!$D$105:$D$150,V_GH!$AT$212,V_GH!$AA$104:$AA$149,\"x\"))/EBF_1A,0)","v":{"v":0,"d":"0.00"}}]
[{"$nulls":45}," wärmebrücken",{"$f":"IF(EBF_1A>0.1,(SUMIFS(GH!R$157:R$177,GH!$D$157:$D$177,V_GH!$AT$212,V_GH!$E$157:$E$177,\"x\")\n+SUMIFS(M_GH!U$158:U$178,M_GH!$D$158:$D$178,V_GH!$AT$212,V_GH!$AA$157:$AA$177,\"x\"))/EBF_1A,0)","v":{"v":0,"d":"0.00"}},{"$f":"IF(EBF_1A>0.1,(SUMIFS(GH!S$157:S$177,GH!$D$157:$D$177,V_GH!$AT$212,V_GH!$E$157:$E$177,\"x\")\n+SUMIFS(M_GH!V$158:V$178,M_GH!$D$158:$D$178,V_GH!$AT$212,V_GH!$AA$157:$AA$177,\"x\"))/EBF_1A,0)","v":{"v":0,"d":"0.00"}},{"$f":"IF(EBF_1A>0.1,(SUMIFS(GH!T$157:T$177,GH!$D$157:$D$177,V_GH!$AT$212,V_GH!$E$157:$E$177,\"x\")\n+SUMIFS(M_GH!W$158:W$178,M_GH!$D$158:$D$178,V_GH!$AT$212,V_GH!$AA$157:$AA$177,\"x\"))/EBF_1A,0)","v":{"v":0,"d":"0.00"}},{"$f":"IF(EBF_1A>0.1,(SUMIFS(GH!U$157:U$177,GH!$D$157:$D$177,V_GH!$AT$212,V_GH!$E$157:$E$177,\"x\")\n+SUMIFS(M_GH!X$158:X$178,M_GH!$D$158:$D$178,V_GH!$AT$212,V_GH!$AA$157:$AA$177,\"x\"))/EBF_1A,0)","v":{"v":0,"d":"0.00"}},{"$f":"IF(EBF_1A>0.1,(SUMIFS(GH!V$157:V$177,GH!$D$157:$D$177,V_GH!$AT$212,V_GH!$E$157:$E$177,\"x\")\n+SUMIFS(M_GH!Y$158:Y$178,M_GH!$D$158:$D$178,V_GH!$AT$212,V_GH!$AA$157:$AA$177,\"x\"))/EBF_1A,0)","v":{"v":0,"d":"0.00"}},{"$f":"IF(EBF_1A>0.1,(SUMIFS(GH!W$157:W$177,GH!$D$157:$D$177,V_GH!$AT$212,V_GH!$E$157:$E$177,\"x\")\n+SUMIFS(M_GH!Z$158:Z$178,M_GH!$D$158:$D$178,V_GH!$AT$212,V_GH!$AA$157:$AA$177,\"x\"))/EBF_1A,0)","v":{"v":0,"d":"0.00"}},{"$f":"IF(EBF_1A>0.1,(SUMIFS(GH!X$157:X$177,GH!$D$157:$D$177,V_GH!$AT$212,V_GH!$E$157:$E$177,\"x\")\n+SUMIFS(M_GH!AA$158:AA$178,M_GH!$D$158:$D$178,V_GH!$AT$212,V_GH!$AA$157:$AA$177,\"x\"))/EBF_1A,0)","v":{"v":0,"d":"0.00"}},{"$f":"IF(EBF_1A>0.1,(SUMIFS(GH!Y$157:Y$177,GH!$D$157:$D$177,V_GH!$AT$212,V_GH!$E$157:$E$177,\"x\")\n+SUMIFS(M_GH!AB$158:AB$178,M_GH!$D$158:$D$178,V_GH!$AT$212,V_GH!$AA$157:$AA$177,\"x\"))/EBF_1A,0)","v":{"v":0,"d":"0.00"}},{"$f":"IF(EBF_1A>0.1,(SUMIFS(GH!Z$157:Z$177,GH!$D$157:$D$177,V_GH!$AT$212,V_GH!$E$157:$E$177,\"x\")\n+SUMIFS(M_GH!AC$158:AC$178,M_GH!$D$158:$D$178,V_GH!$AT$212,V_GH!$AA$157:$AA$177,\"x\"))/EBF_1A,0)","v":{"v":0,"d":"0.00"}},{"$f":"IF(EBF_1A>0.1,(SUMIFS(GH!AA$157:AA$177,GH!$D$157:$D$177,V_GH!$AT$212,V_GH!$E$157:$E$177,\"x\")\n+SUMIFS(M_GH!AD$158:AD$178,M_GH!$D$158:$D$178,V_GH!$AT$212,V_GH!$AA$157:$AA$177,\"x\"))/EBF_1A,0)","v":{"v":0,"d":"0.00"}},{"$f":"IF(EBF_1A>0.1,(SUMIFS(GH!AB$157:AB$177,GH!$D$157:$D$177,V_GH!$AT$212,V_GH!$E$157:$E$177,\"x\")\n+SUMIFS(M_GH!AE$158:AE$178,M_GH!$D$158:$D$178,V_GH!$AT$212,V_GH!$AA$157:$AA$177,\"x\"))/EBF_1A,0)","v":{"v":0,"d":"0.00"}},{"$f":"IF(EBF_1A>0.1,(SUMIFS(GH!AC$157:AC$177,GH!$D$157:$D$177,V_GH!$AT$212,V_GH!$E$157:$E$177,\"x\")\n+SUMIFS(M_GH!AF$158:AF$178,M_GH!$D$158:$D$178,V_GH!$AT$212,V_GH!$AA$157:$AA$177,\"x\"))/EBF_1A,0)","v":{"v":0,"d":"0.00"}},{"$f":"IF(EBF_1A>0.1,(SUMIFS(GH!AD$157:AD$177,GH!$D$157:$D$177,V_GH!$AT$212,V_GH!$E$157:$E$177,\"x\")\n+SUMIFS(M_GH!AG$158:AG$178,M_GH!$D$158:$D$178,V_GH!$AT$212,V_GH!$AA$157:$AA$177,\"x\"))/EBF_1A,0)","v":{"v":0,"d":"0.00"}}]
[{"$nulls":45}," gegen innen",{"$f":"IF(EBF_1A>0.1,(SUMIFS(GH!R$184:R$207,GH!$D$184:$D$207,V_GH!$AT$212,V_GH!$E$184:$E$207,\"x\")\n+SUMIFS(M_GH!U$185:U$208,M_GH!$D$185:$D$208,V_GH!$AT$212,V_GH!$AA$184:$AA$207,\"x\"))/EBF_1A,0)","v":{"v":0,"d":"0.00"}},{"$f":"IF(EBF_1A>0.1,(SUMIFS(GH!S$184:S$207,GH!$D$184:$D$207,V_GH!$AT$212,V_GH!$E$184:$E$207,\"x\")\n+SUMIFS(M_GH!V$185:V$208,M_GH!$D$185:$D$208,V_GH!$AT$212,V_GH!$AA$184:$AA$207,\"x\"))/EBF_1A,0)","v":{"v":0,"d":"0.00"}},{"$f":"IF(EBF_1A>0.1,(SUMIFS(GH!T$184:T$207,GH!$D$184:$D$207,V_GH!$AT$212,V_GH!$E$184:$E$207,\"x\")\n+SUMIFS(M_GH!W$185:W$208,M_GH!$D$185:$D$208,V_GH!$AT$212,V_GH!$AA$184:$AA$207,\"x\"))/EBF_1A,0)","v":{"v":0,"d":"0.00"}},{"$f":"IF(EBF_1A>0.1,(SUMIFS(GH!U$184:U$207,GH!$D$184:$D$207,V_GH!$AT$212,V_GH!$E$184:$E$207,\"x\")\n+SUMIFS(M_GH!X$185:X$208,M_GH!$D$185:$D$208,V_GH!$AT$212,V_GH!$AA$184:$AA$207,\"x\"))/EBF_1A,0)","v":{"v":0,"d":"0.00"}},{"$f":"IF(EBF_1A>0.1,(SUMIFS(GH!V$184:V$207,GH!$D$184:$D$207,V_GH!$AT$212,V_GH!$E$184:$E$207,\"x\")\n+SUMIFS(M_GH!Y$185:Y$208,M_GH!$D$185:$D$208,V_GH!$AT$212,V_GH!$AA$184:$AA$207,\"x\"))/EBF_1A,0)","v":{"v":0,"d":"0.00"}},{"$f":"IF(EBF_1A>0.1,(SUMIFS(GH!W$184:W$207,GH!$D$184:$D$207,V_GH!$AT$212,V_GH!$E$184:$E$207,\"x\")\n+SUMIFS(M_GH!Z$185:Z$208,M_GH!$D$185:$D$208,V_GH!$AT$212,V_GH!$AA$184:$AA$207,\"x\"))/EBF_1A,0)","v":{"v":0,"d":"0.00"}},{"$f":"IF(EBF_1A>0.1,(SUMIFS(GH!X$184:X$207,GH!$D$184:$D$207,V_GH!$AT$212,V_GH!$E$184:$E$207,\"x\")\n+SUMIFS(M_GH!AA$185:AA$208,M_GH!$D$185:$D$208,V_GH!$AT$212,V_GH!$AA$184:$AA$207,\"x\"))/EBF_1A,0)","v":{"v":0,"d":"0.00"}},{"$f":"IF(EBF_1A>0.1,(SUMIFS(GH!Y$184:Y$207,GH!$D$184:$D$207,V_GH!$AT$212,V_GH!$E$184:$E$207,\"x\")\n+SUMIFS(M_GH!AB$185:AB$208,M_GH!$D$185:$D$208,V_GH!$AT$212,V_GH!$AA$184:$AA$207,\"x\"))/EBF_1A,0)","v":{"v":0,"d":"0.00"}},{"$f":"IF(EBF_1A>0.1,(SUMIFS(GH!Z$184:Z$207,GH!$D$184:$D$207,V_GH!$AT$212,V_GH!$E$184:$E$207,\"x\")\n+SUMIFS(M_GH!AC$185:AC$208,M_GH!$D$185:$D$208,V_GH!$AT$212,V_GH!$AA$184:$AA$207,\"x\"))/EBF_1A,0)","v":{"v":0,"d":"0.00"}},{"$f":"IF(EBF_1A>0.1,(SUMIFS(GH!AA$184:AA$207,GH!$D$184:$D$207,V_GH!$AT$212,V_GH!$E$184:$E$207,\"x\")\n+SUMIFS(M_GH!AD$185:AD$208,M_GH!$D$185:$D$208,V_GH!$AT$212,V_GH!$AA$184:$AA$207,\"x\"))/EBF_1A,0)","v":{"v":0,"d":"0.00"}},{"$f":"IF(EBF_1A>0.1,(SUMIFS(GH!AB$184:AB$207,GH!$D$184:$D$207,V_GH!$AT$212,V_GH!$E$184:$E$207,\"x\")\n+SUMIFS(M_GH!AE$185:AE$208,M_GH!$D$185:$D$208,V_GH!$AT$212,V_GH!$AA$184:$AA$207,\"x\"))/EBF_1A,0)","v":{"v":0,"d":"0.00"}},{"$f":"IF(EBF_1A>0.1,(SUMIFS(GH!AC$184:AC$207,GH!$D$184:$D$207,V_GH!$AT$212,V_GH!$E$184:$E$207,\"x\")\n+SUMIFS(M_GH!AF$185:AF$208,M_GH!$D$185:$D$208,V_GH!$AT$212,V_GH!$AA$184:$AA$207,\"x\"))/EBF_1A,0)","v":{"v":0,"d":"0.00"}},{"$f":"IF(EBF_1A>0.1,(SUMIFS(GH!AD$184:AD$207,GH!$D$184:$D$207,V_GH!$AT$212,V_GH!$E$184:$E$207,\"x\")\n+SUMIFS(M_GH!AG$185:AG$208,M_GH!$D$185:$D$208,V_GH!$AT$212,V_GH!$AA$184:$AA$207,\"x\"))/EBF_1A,0)","v":{"v":0,"d":"0.00"}}]
[{"$nulls":45}," Total",{"$f":"SUM(AU213:AU216)","v":{"v":0,"d":"0.00"}},{"$f":"SUM(AV213:AV216)","v":{"v":0,"d":"0.00"}},{"v":0,"d":"0.00"},{"v":0,"d":"0.00"},{"v":0,"d":"0.00"},{"v":0,"d":"0.00"},{"v":0,"d":"0.00"},{"v":0,"d":"0.00"},{"v":0,"d":"0.00"},{"v":0,"d":"0.00"},{"v":0,"d":"0.00"},{"v":0,"d":"0.00"},{"$f":"SUM(BG213:BG216)","v":{"v":0,"d":"0.00"}}]
[]
[{"$nulls":45},{"$f":"Kat_2","v":0}]
[{"$nulls":45}," gegen aussen",{"$f":"IF(EBF_2A>0.1,(SUMIFS(GH!R$10:R$97,GH!$D$10:$D$97,V_GH!$AT$219,V_GH!$E$10:$E$97,\"x\")\n+SUMIFS(M_GH!U$11:U$98,M_GH!$D$11:$D$98,V_GH!$AT$219,V_GH!$AA$10:$AA$97,\"x\"))/EBF_2A,0)","v":{"v":0,"d":"0.00"}},{"$f":"IF(EBF_2A>0.1,(SUMIFS(GH!S$10:S$97,GH!$D$10:$D$97,V_GH!$AT$219,V_GH!$E$10:$E$97,\"x\")\n+SUMIFS(M_GH!V$11:V$98,M_GH!$D$11:$D$98,V_GH!$AT$219,V_GH!$AA$10:$AA$97,\"x\"))/EBF_2A,0)","v":{"v":0,"d":"0.00"}},{"$f":"IF(EBF_2A>0.1,(SUMIFS(GH!T$10:T$97,GH!$D$10:$D$97,V_GH!$AT$219,V_GH!$E$10:$E$97,\"x\")\n+SUMIFS(M_GH!W$11:W$98,M_GH!$D$11:$D$98,V_GH!$AT$219,V_GH!$AA$10:$AA$97,\"x\"))/EBF_2A,0)","v":{"v":0,"d":"0.00"}},{"$f":"IF(EBF_2A>0.1,(SUMIFS(GH!U$10:U$97,GH!$D$10:$D$97,V_GH!$AT$219,V_GH!$E$10:$E$97,\"x\")\n+SUMIFS(M_GH!X$11:X$98,M_GH!$D$11:$D$98,V_GH!$AT$219,V_GH!$AA$10:$AA$97,\"x\"))/EBF_2A,0)","v":{"v":0,"d":"0.00"}},{"$f":"IF(EBF_2A>0.1,(SUMIFS(GH!V$10:V$97,GH!$D$10:$D$97,V_GH!$AT$219,V_GH!$E$10:$E$97,\"x\")\n+SUMIFS(M_GH!Y$11:Y$98,M_GH!$D$11:$D$98,V_GH!$AT$219,V_GH!$AA$10:$AA$97,\"x\"))/EBF_2A,0)","v":{"v":0,"d":"0.00"}},{"$f":"IF(EBF_2A>0.1,(SUMIFS(GH!W$10:W$97,GH!$D$10:$D$97,V_GH!$AT$219,V_GH!$E$10:$E$97,\"x\")\n+SUMIFS(M_GH!Z$11:Z$98,M_GH!$D$11:$D$98,V_GH!$AT$219,V_GH!$AA$10:$AA$97,\"x\"))/EBF_2A,0)","v":{"v":0,"d":"0.00"}},{"$f":"IF(EBF_2A>0.1,(SUMIFS(GH!X$10:X$97,GH!$D$10:$D$97,V_GH!$AT$219,V_GH!$E$10:$E$97,\"x\")\n+SUMIFS(M_GH!AA$11:AA$98,M_GH!$D$11:$D$98,V_GH!$AT$219,V_GH!$AA$10:$AA$97,\"x\"))/EBF_2A,0)","v":{"v":0,"d":"0.00"}},{"$f":"IF(EBF_2A>0.1,(SUMIFS(GH!Y$10:Y$97,GH!$D$10:$D$97,V_GH!$AT$219,V_GH!$E$10:$E$97,\"x\")\n+SUMIFS(M_GH!AB$11:AB$98,M_GH!$D$11:$D$98,V_GH!$AT$219,V_GH!$AA$10:$AA$97,\"x\"))/EBF_2A,0)","v":{"v":0,"d":"0.00"}},{"$f":"IF(EBF_2A>0.1,(SUMIFS(GH!Z$10:Z$97,GH!$D$10:$D$97,V_GH!$AT$219,V_GH!$E$10:$E$97,\"x\")\n+SUMIFS(M_GH!AC$11:AC$98,M_GH!$D$11:$D$98,V_GH!$AT$219,V_GH!$AA$10:$AA$97,\"x\"))/EBF_2A,0)","v":{"v":0,"d":"0.00"}},{"$f":"IF(EBF_2A>0.1,(SUMIFS(GH!AA$10:AA$97,GH!$D$10:$D$97,V_GH!$AT$219,V_GH!$E$10:$E$97,\"x\")\n+SUMIFS(M_GH!AD$11:AD$98,M_GH!$D$11:$D$98,V_GH!$AT$219,V_GH!$AA$10:$AA$97,\"x\"))/EBF_2A,0)","v":{"v":0,"d":"0.00"}},{"$f":"IF(EBF_2A>0.1,(SUMIFS(GH!AB$10:AB$97,GH!$D$10:$D$97,V_GH!$AT$219,V_GH!$E$10:$E$97,\"x\")\n+SUMIFS(M_GH!AE$11:AE$98,M_GH!$D$11:$D$98,V_GH!$AT$219,V_GH!$AA$10:$AA$97,\"x\"))/EBF_2A,0)","v":{"v":0,"d":"0.00"}},{"$f":"IF(EBF_2A>0.1,(SUMIFS(GH!AC$10:AC$97,GH!$D$10:$D$97,V_GH!$AT$219,V_GH!$E$10:$E$97,\"x\")\n+SUMIFS(M_GH!AF$11:AF$98,M_GH!$D$11:$D$98,V_GH!$AT$219,V_GH!$AA$10:$AA$97,\"x\"))/EBF_2A,0)","v":{"v":0,"d":"0.00"}},{"$f":"IF(EBF_2A>0.1,(SUMIFS(GH!AD$10:AD$97,GH!$D$10:$D$97,V_GH!$AT$219,V_GH!$E$10:$E$97,\"x\")\n+SUMIFS(M_GH!AG$11:AG$98,M_GH!$D$11:$D$98,V_GH!$AT$219,V_GH!$AA$10:$AA$97,\"x\"))/EBF_2A,0)","v":{"v":0,"d":"0.00"}},{"$f":"IF(EBF_2A>0.1,(SUMIFS(GH!AE$48:AE$77,GH!$D$48:$D$77,V_GH!$AT$219,V_GH!$E$48:$E$77,\"x\")\n+SUMIFS(M_GH!AH$49:AH$78,M_GH!$D$49:$D$78,V_GH!$AT$219,V_GH!$AA$48:$AA$77,\"x\"))/EBF_2A,0)","v":{"v":0,"d":"0.00"}},{"$f":"IF(EBF_2A>0.1,(SUMIFS(GH!AF$48:AF$77,GH!$D$48:$D$77,V_GH!$AT$219,V_GH!$E$48:$E$77,\"x\")\n+SUMIFS(M_GH!AI$49:AI$78,M_GH!$D$49:$D$78,V_GH!$AT$219,V_GH!$AA$48:$AA$77,\"x\"))/EBF_2A,0)","v":{"v":0,"d":"0.00"}},{"$f":"IF(EBF_2A>0.1,(SUMIFS(GH!AG$48:AG$77,GH!$D$48:$D$77,V_GH!$AT$219,V_GH!$E$48:$E$77,\"x\")\n+SUMIFS(M_GH!AJ$49:AJ$78,M_GH!$D$49:$D$78,V_GH!$AT$219,V_GH!$AA$48:$AA$77,\"x\"))/EBF_2A,0)","v":{"v":0,"d":"0.00"}},{"$f":"IF(EBF_2A>0.1,(SUMIFS(GH!AH$48:AH$77,GH!$D$48:$D$77,V_GH!$AT$219,V_GH!$E$48:$E$77,\"x\")\n+SUMIFS(M_GH!AK$49:AK$78,M_GH!$D$49:$D$78,V_GH!$AT$219,V_GH!$AA$48:$AA$77,\"x\"))/EBF_2A,0)","v":{"v":0,"d":"0.00"}},{"$f":"IF(EBF_2A>0.1,(SUMIFS(GH!AI$48:AI$77,GH!$D$48:$D$77,V_GH!$AT$219,V_GH!$E$48:$E$77,\"x\")\n+SUMIFS(M_GH!AL$49:AL$78,M_GH!$D$49:$D$78,V_GH!$AT$219,V_GH!$AA$48:$AA$77,\"x\"))/EBF_2A,0)","v":{"v":0,"d":"0.00"}},{"$f":"IF(EBF_2A>0.1,(SUMIFS(GH!AJ$48:AJ$77,GH!$D$48:$D$77,V_GH!$AT$219,V_GH!$E$48:$E$77,\"x\")\n+SUMIFS(M_GH!AM$49:AM$78,M_GH!$D$49:$D$78,V_GH!$AT$219,V_GH!$AA$48:$AA$77,\"x\"))/EBF_2A,0)","v":{"v":0,"d":"0.00"}},{"$f":"IF(EBF_2A>0.1,(SUMIFS(GH!AK$48:AK$77,GH!$D$48:$D$77,V_GH!$AT$219,V_GH!$E$48:$E$77,\"x\")\n+SUMIFS(M_GH!AN$49:AN$78,M_GH!$D$49:$D$78,V_GH!$AT$219,V_GH!$AA$48:$AA$77,\"x\"))/EBF_2A,0)","v":{"v":0,"d":"0.00"}},{"$f":"IF(EBF_2A>0.1,(SUMIFS(GH!AL$48:AL$77,GH!$D$48:$D$77,V_GH!$AT$219,V_GH!$E$48:$E$77,\"x\")\n+SUMIFS(M_GH!AO$49:AO$78,M_GH!$D$49:$D$78,V_GH!$AT$219,V_GH!$AA$48:$AA$77,\"x\"))/EBF_2A,0)","v":{"v":0,"d":"0.00"}},{"$f":"IF(EBF_2A>0.1,(SUMIFS(GH!AM$48:AM$77,GH!$D$48:$D$77,V_GH!$AT$219,V_GH!$E$48:$E$77,\"x\")\n+SUMIFS(M_GH!AP$49:AP$78,M_GH!$D$49:$D$78,V_GH!$AT$219,V_GH!$AA$48:$AA$77,\"x\"))/EBF_2A,0)","v":{"v":0,"d":"0.00"}},{"$f":"IF(EBF_2A>0.1,(SUMIFS(GH!AN$48:AN$77,GH!$D$48:$D$77,V_GH!$AT$219,V_GH!$E$48:$E$77,\"x\")\n+SUMIFS(M_GH!AQ$49:AQ$78,M_GH!$D$49:$D$78,V_GH!$AT$219,V_GH!$AA$48:$AA$77,\"x\"))/EBF_2A,0)","v":{"v":0,"d":"0.00"}},{"$f":"IF(EBF_2A>0.1,(SUMIFS(GH!AO$48:AO$77,GH!$D$48:$D$77,V_GH!$AT$219,V_GH!$E$48:$E$77,\"x\")\n+SUMIFS(M_GH!AR$49:AR$78,M_GH!$D$49:$D$78,V_GH!$AT$219,V_GH!$AA$48:$AA$77,\"x\"))/EBF_2A,0)","v":{"v":0,"d":"0.00"}},{"$f":"IF(EBF_2A>0.1,(SUMIFS(GH!AP$48:AP$77,GH!$D$48:$D$77,V_GH!$AT$219,V_GH!$E$48:$E$77,\"x\")\n+SUMIFS(M_GH!AS$49:AS$78,M_GH!$D$49:$D$78,V_GH!$AT$219,V_GH!$AA$48:$AA$77,\"x\"))/EBF_2A,0)","v":{"v":0,"d":"0.00"}},{"$f":"SUM(BH220:BS220)","v":{"v":0,"d":"0.00"}}]
[{"$nulls":45}," gegen unbeh./erde",{"$f":"IF(EBF_2A>0.1,(SUMIFS(GH!R$104:R$149,GH!$D$104:$D$149,V_GH!$AT$219,V_GH!$E$104:$E$149,\"x\")\n+SUMIFS(M_GH!U$105:U$150,M_GH!$D$105:$D$150,V_GH!$AT$219,V_GH!$AA$104:$AA$149,\"x\"))/EBF_2A,0)","v":{"v":0,"d":"0.00"}},{"$f":"IF(EBF_2A>0.1,(SUMIFS(GH!S$104:S$149,GH!$D$104:$D$149,V_GH!$AT$219,V_GH!$E$104:$E$149,\"x\")\n+SUMIFS(M_GH!V$105:V$150,M_GH!$D$105:$D$150,V_GH!$AT$219,V_GH!$AA$104:$AA$149,\"x\"))/EBF_2A,0)","v":{"v":0,"d":"0.00"}},{"$f":"IF(EBF_2A>0.1,(SUMIFS(GH!T$104:T$149,GH!$D$104:$D$149,V_GH!$AT$219,V_GH!$E$104:$E$149,\"x\")\n+SUMIFS(M_GH!W$105:W$150,M_GH!$D$105:$D$150,V_GH!$AT$219,V_GH!$AA$104:$AA$149,\"x\"))/EBF_2A,0)","v":{"v":0,"d":"0.00"}},{"$f":"IF(EBF_2A>0.1,(SUMIFS(GH!U$104:U$149,GH!$D$104:$D$149,V_GH!$AT$219,V_GH!$E$104:$E$149,\"x\")\n+SUMIFS(M_GH!X$105:X$150,M_GH!$D$105:$D$150,V_GH!$AT$219,V_GH!$AA$104:$AA$149,\"x\"))/EBF_2A,0)","v":{"v":0,"d":"0.00"}},{"$f":"IF(EBF_2A>0.1,(SUMIFS(GH!V$104:V$149,GH!$D$104:$D$149,V_GH!$AT$219,V_GH!$E$104:$E$149,\"x\")\n+SUMIFS(M_GH!Y$105:Y$150,M_GH!$D$105:$D$150,V_GH!$AT$219,V_GH!$AA$104:$AA$149,\"x\"))/EBF_2A,0)","v":{"v":0,"d":"0.00"}},{"$f":"IF(EBF_2A>0.1,(SUMIFS(GH!W$104:W$149,GH!$D$104:$D$149,V_GH!$AT$219,V_GH!$E$104:$E$149,\"x\")\n+SUMIFS(M_GH!Z$105:Z$150,M_GH!$D$105:$D$150,V_GH!$AT$219,V_GH!$AA$104:$AA$149,\"x\"))/EBF_2A,0)","v":{"v":0,"d":"0.00"}},{"$f":"IF(EBF_2A>0.1,(SUMIFS(GH!X$104:X$149,GH!$D$104:$D$149,V_GH!$AT$219,V_GH!$E$104:$E$149,\"x\")\n+SUMIFS(M_GH!AA$105:AA$150,M_GH!$D$105:$D$150,V_GH!$AT$219,V_GH!$AA$104:$AA$149,\"x\"))/EBF_2A,0)","v":{"v":0,"d":"0.00"}},{"$f":"IF(EBF_2A>0.1,(SUMIFS(GH!Y$104:Y$149,GH!$D$104:$D$149,V_GH!$AT$219,V_GH!$E$104:$E$149,\"x\")\n+SUMIFS(M_GH!AB$105:AB$150,M_GH!$D$105:$D$150,V_GH!$AT$219,V_GH!$AA$104:$AA$149,\"x\"))/EBF_2A,0)","v":{"v":0,"d":"0.00"}},{"$f":"IF(EBF_2A>0.1,(SUMIFS(GH!Z$104:Z$149,GH!$D$104:$D$149,V_GH!$AT$219,V_GH!$E$104:$E$149,\"x\")\n+SUMIFS(M_GH!AC$105:AC$150,M_GH!$D$105:$D$150,V_GH!$AT$219,V_GH!$AA$104:$AA$149,\"x\"))/EBF_2A,0)","v":{"v":0,"d":"0.00"}},{"$f":"IF(EBF_2A>0.1,(SUMIFS(GH!AA$104:AA$149,GH!$D$104:$D$149,V_GH!$AT$219,V_GH!$E$104:$E$149,\"x\")\n+SUMIFS(M_GH!AD$105:AD$150,M_GH!$D$105:$D$150,V_GH!$AT$219,V_GH!$AA$104:$AA$149,\"x\"))/EBF_2A,0)","v":{"v":0,"d":"0.00"}},{"$f":"IF(EBF_2A>0.1,(SUMIFS(GH!AB$104:AB$149,GH!$D$104:$D$149,V_GH!$AT$219,V_GH!$E$104:$E$149,\"x\")\n+SUMIFS(M_GH!AE$105:AE$150,M_GH!$D$105:$D$150,V_GH!$AT$219,V_GH!$AA$104:$AA$149,\"x\"))/EBF_2A,0)","v":{"v":0,"d":"0.00"}},{"$f":"IF(EBF_2A>0.1,(SUMIFS(GH!AC$104:AC$149,GH!$D$104:$D$149,V_GH!$AT$219,V_GH!$E$104:$E$149,\"x\")\n+SUMIFS(M_GH!AF$105:AF$150,M_GH!$D$105:$D$150,V_GH!$AT$219,V_GH!$AA$104:$AA$149,\"x\"))/EBF_2A,0)","v":{"v":0,"d":"0.00"}},{"$f":"IF(EBF_2A>0.1,(SUMIFS(GH!AD$104:AD$149,GH!$D$104:$D$149,V_GH!$AT$219,V_GH!$E$104:$E$149,\"x\")\n+SUMIFS(M_GH!AG$105:AG$150,M_GH!$D$105:$D$150,V_GH!$AT$219,V_GH!$AA$104:$AA$149,\"x\"))/EBF_2A,0)","v":{"v":0,"d":"0.00"}}]
[{"$nulls":45}," wärmebrücken",{"$f":"IF(EBF_2A>0.1,(SUMIFS(GH!R$157:R$177,GH!$D$157:$D$177,V_GH!$AT$219,V_GH!$E$157:$E$177,\"x\")\n+SUMIFS(M_GH!U$158:U$178,M_GH!$D$158:$D$178,V_GH!$AT$219,V_GH!$AA$157:$AA$177,\"x\"))/EBF_2A,0)","v":{"v":0,"d":"0.00"}},{"$f":"IF(EBF_2A>0.1,(SUMIFS(GH!S$157:S$177,GH!$D$157:$D$177,V_GH!$AT$219,V_GH!$E$157:$E$177,\"x\")\n+SUMIFS(M_GH!V$158:V$178,M_GH!$D$158:$D$178,V_GH!$AT$219,V_GH!$AA$157:$AA$177,\"x\"))/EBF_2A,0)","v":{"v":0,"d":"0.00"}},{"$f":"IF(EBF_2A>0.1,(SUMIFS(GH!T$157:T$177,GH!$D$157:$D$177,V_GH!$AT$219,V_GH!$E$157:$E$177,\"x\")\n+SUMIFS(M_GH!W$158:W$178,M_GH!$D$158:$D$178,V_GH!$AT$219,V_GH!$AA$157:$AA$177,\"x\"))/EBF_2A,0)","v":{"v":0,"d":"0.00"}},{"$f":"IF(EBF_2A>0.1,(SUMIFS(GH!U$157:U$177,GH!$D$157:$D$177,V_GH!$AT$219,V_GH!$E$157:$E$177,\"x\")\n+SUMIFS(M_GH!X$158:X$178,M_GH!$D$158:$D$178,V_GH!$AT$219,V_GH!$AA$157:$AA$177,\"x\"))/EBF_2A,0)","v":{"v":0,"d":"0.00"}},{"$f":"IF(EBF_2A>0.1,(SUMIFS(GH!V$157:V$177,GH!$D$157:$D$177,V_GH!$AT$219,V_GH!$E$157:$E$177,\"x\")\n+SUMIFS(M_GH!Y$158:Y$178,M_GH!$D$158:$D$178,V_GH!$AT$219,V_GH!$AA$157:$AA$177,\"x\"))/EBF_2A,0)","v":{"v":0,"d":"0.00"}},{"$f":"IF(EBF_2A>0.1,(SUMIFS(GH!W$157:W$177,GH!$D$157:$D$177,V_GH!$AT$219,V_GH!$E$157:$E$177,\"x\")\n+SUMIFS(M_GH!Z$158:Z$178,M_GH!$D$158:$D$178,V_GH!$AT$219,V_GH!$AA$157:$AA$177,\"x\"))/EBF_2A,0)","v":{"v":0,"d":"0.00"}},{"$f":"IF(EBF_2A>0.1,(SUMIFS(GH!X$157:X$177,GH!$D$157:$D$177,V_GH!$AT$219,V_GH!$E$157:$E$177,\"x\")\n+SUMIFS(M_GH!AA$158:AA$178,M_GH!$D$158:$D$178,V_GH!$AT$219,V_GH!$AA$157:$AA$177,\"x\"))/EBF_2A,0)","v":{"v":0,"d":"0.00"}},{"$f":"IF(EBF_2A>0.1,(SUMIFS(GH!Y$157:Y$177,GH!$D$157:$D$177,V_GH!$AT$219,V_GH!$E$157:$E$177,\"x\")\n+SUMIFS(M_GH!AB$158:AB$178,M_GH!$D$158:$D$178,V_GH!$AT$219,V_GH!$AA$157:$AA$177,\"x\"))/EBF_2A,0)","v":{"v":0,"d":"0.00"}},{"$f":"IF(EBF_2A>0.1,(SUMIFS(GH!Z$157:Z$177,GH!$D$157:$D$177,V_GH!$AT$219,V_GH!$E$157:$E$177,\"x\")\n+SUMIFS(M_GH!AC$158:AC$178,M_GH!$D$158:$D$178,V_GH!$AT$219,V_GH!$AA$157:$AA$177,\"x\"))/EBF_2A,0)","v":{"v":0,"d":"0.00"}},{"$f":"IF(EBF_2A>0.1,(SUMIFS(GH!AA$157:AA$177,GH!$D$157:$D$177,V_GH!$AT$219,V_GH!$E$157:$E$177,\"x\")\n+SUMIFS(M_GH!AD$158:AD$178,M_GH!$D$158:$D$178,V_GH!$AT$219,V_GH!$AA$157:$AA$177,\"x\"))/EBF_2A,0)","v":{"v":0,"d":"0.00"}},{"$f":"IF(EBF_2A>0.1,(SUMIFS(GH!AB$157:AB$177,GH!$D$157:$D$177,V_GH!$AT$219,V_GH!$E$157:$E$177,\"x\")\n+SUMIFS(M_GH!AE$158:AE$178,M_GH!$D$158:$D$178,V_GH!$AT$219,V_GH!$AA$157:$AA$177,\"x\"))/EBF_2A,0)","v":{"v":0,"d":"0.00"}},{"$f":"IF(EBF_2A>0.1,(SUMIFS(GH!AC$157:AC$177,GH!$D$157:$D$177,V_GH!$AT$219,V_GH!$E$157:$E$177,\"x\")\n+SUMIFS(M_GH!AF$158:AF$178,M_GH!$D$158:$D$178,V_GH!$AT$219,V_GH!$AA$157:$AA$177,\"x\"))/EBF_2A,0)","v":{"v":0,"d":"0.00"}},{"$f":"IF(EBF_2A>0.1,(SUMIFS(GH!AD$157:AD$177,GH!$D$157:$D$177,V_GH!$AT$219,V_GH!$E$157:$E$177,\"x\")\n+SUMIFS(M_GH!AG$158:AG$178,M_GH!$D$158:$D$178,V_GH!$AT$219,V_GH!$AA$157:$AA$177,\"x\"))/EBF_2A,0)","v":{"v":0,"d":"0.00"}}]
[{"$nulls":45}," gegen innen",{"$f":"IF(EBF_2A>0.1,(SUMIFS(GH!R$184:R$207,GH!$D$184:$D$207,V_GH!$AT$219,V_GH!$E$184:$E$207,\"x\")\n+SUMIFS(M_GH!U$185:U$208,M_GH!$D$185:$D$208,V_GH!$AT$219,V_GH!$AA$184:$AA$207,\"x\"))/EBF_2A,0)","v":{"v":0,"d":"0.00"}},{"$f":"IF(EBF_2A>0.1,(SUMIFS(GH!S$184:S$207,GH!$D$184:$D$207,V_GH!$AT$219,V_GH!$E$184:$E$207,\"x\")\n+SUMIFS(M_GH!V$185:V$208,M_GH!$D$185:$D$208,V_GH!$AT$219,V_GH!$AA$184:$AA$207,\"x\"))/EBF_2A,0)","v":{"v":0,"d":"0.00"}},{"$f":"IF(EBF_2A>0.1,(SUMIFS(GH!T$184:T$207,GH!$D$184:$D$207,V_GH!$AT$219,V_GH!$E$184:$E$207,\"x\")\n+SUMIFS(M_GH!W$185:W$208,M_GH!$D$185:$D$208,V_GH!$AT$219,V_GH!$AA$184:$AA$207,\"x\"))/EBF_2A,0)","v":{"v":0,"d":"0.00"}},{"$f":"IF(EBF_2A>0.1,(SUMIFS(GH!U$184:U$207,GH!$D$184:$D$207,V_GH!$AT$219,V_GH!$E$184:$E$207,\"x\")\n+SUMIFS(M_GH!X$185:X$208,M_GH!$D$185:$D$208,V_GH!$AT$219,V_GH!$AA$184:$AA$207,\"x\"))/EBF_2A,0)","v":{"v":0,"d":"0.00"}},{"$f":"IF(EBF_2A>0.1,(SUMIFS(GH!V$184:V$207,GH!$D$184:$D$207,V_GH!$AT$219,V_GH!$E$184:$E$207,\"x\")\n+SUMIFS(M_GH!Y$185:Y$208,M_GH!$D$185:$D$208,V_GH!$AT$219,V_GH!$AA$184:$AA$207,\"x\"))/EBF_2A,0)","v":{"v":0,"d":"0.00"}},{"$f":"IF(EBF_2A>0.1,(SUMIFS(GH!W$184:W$207,GH!$D$184:$D$207,V_GH!$AT$219,V_GH!$E$184:$E$207,\"x\")\n+SUMIFS(M_GH!Z$185:Z$208,M_GH!$D$185:$D$208,V_GH!$AT$219,V_GH!$AA$184:$AA$207,\"x\"))/EBF_2A,0)","v":{"v":0,"d":"0.00"}},{"$f":"IF(EBF_2A>0.1,(SUMIFS(GH!X$184:X$207,GH!$D$184:$D$207,V_GH!$AT$219,V_GH!$E$184:$E$207,\"x\")\n+SUMIFS(M_GH!AA$185:AA$208,M_GH!$D$185:$D$208,V_GH!$AT$219,V_GH!$AA$184:$AA$207,\"x\"))/EBF_2A,0)","v":{"v":0,"d":"0.00"}},{"$f":"IF(EBF_2A>0.1,(SUMIFS(GH!Y$184:Y$207,GH!$D$184:$D$207,V_GH!$AT$219,V_GH!$E$184:$E$207,\"x\")\n+SUMIFS(M_GH!AB$185:AB$208,M_GH!$D$185:$D$208,V_GH!$AT$219,V_GH!$AA$184:$AA$207,\"x\"))/EBF_2A,0)","v":{"v":0,"d":"0.00"}},{"$f":"IF(EBF_2A>0.1,(SUMIFS(GH!Z$184:Z$207,GH!$D$184:$D$207,V_GH!$AT$219,V_GH!$E$184:$E$207,\"x\")\n+SUMIFS(M_GH!AC$185:AC$208,M_GH!$D$185:$D$208,V_GH!$AT$219,V_GH!$AA$184:$AA$207,\"x\"))/EBF_2A,0)","v":{"v":0,"d":"0.00"}},{"$f":"IF(EBF_2A>0.1,(SUMIFS(GH!AA$184:AA$207,GH!$D$184:$D$207,V_GH!$AT$219,V_GH!$E$184:$E$207,\"x\")\n+SUMIFS(M_GH!AD$185:AD$208,M_GH!$D$185:$D$208,V_GH!$AT$219,V_GH!$AA$184:$AA$207,\"x\"))/EBF_2A,0)","v":{"v":0,"d":"0.00"}},{"$f":"IF(EBF_2A>0.1,(SUMIFS(GH!AB$184:AB$207,GH!$D$184:$D$207,V_GH!$AT$219,V_GH!$E$184:$E$207,\"x\")\n+SUMIFS(M_GH!AE$185:AE$208,M_GH!$D$185:$D$208,V_GH!$AT$219,V_GH!$AA$184:$AA$207,\"x\"))/EBF_2A,0)","v":{"v":0,"d":"0.00"}},{"$f":"IF(EBF_2A>0.1,(SUMIFS(GH!AC$184:AC$207,GH!$D$184:$D$207,V_GH!$AT$219,V_GH!$E$184:$E$207,\"x\")\n+SUMIFS(M_GH!AF$185:AF$208,M_GH!$D$185:$D$208,V_GH!$AT$219,V_GH!$AA$184:$AA$207,\"x\"))/EBF_2A,0)","v":{"v":0,"d":"0.00"}},{"$f":"IF(EBF_2A>0.1,(SUMIFS(GH!AD$184:AD$207,GH!$D$184:$D$207,V_GH!$AT$219,V_GH!$E$184:$E$207,\"x\")\n+SUMIFS(M_GH!AG$185:AG$208,M_GH!$D$185:$D$208,V_GH!$AT$219,V_GH!$AA$184:$AA$207,\"x\"))/EBF_2A,0)","v":{"v":0,"d":"0.00"}}]
[{"$nulls":45}," Total",{"$f":"SUM(AU220:AU223)","v":{"v":0,"d":"0.00"}},{"$f":"SUM(AV220:AV223)","v":{"v":0,"d":"0.00"}},{"v":0,"d":"0.00"},{"v":0,"d":"0.00"},{"v":0,"d":"0.00"},{"v":0,"d":"0.00"},{"v":0,"d":"0.00"},{"v":0,"d":"0.00"},{"v":0,"d":"0.00"},{"v":0,"d":"0.00"},{"v":0,"d":"0.00"},{"v":0,"d":"0.00"},{"v":0,"d":"0.00"}]
[]
[{"$nulls":45},{"$f":"Kat_3","v":0}]
[{"$nulls":45}," gegen aussen",{"$f":"IF(EBF_3A>0.1,(SUMIFS(GH!R$10:R$97,GH!$D$10:$D$97,V_GH!$AT$226,V_GH!$E$10:$E$97,\"x\")\n+SUMIFS(M_GH!U$11:U$98,M_GH!$D$11:$D$98,V_GH!$AT$226,V_GH!$AA$10:$AA$97,\"x\"))/EBF_3A,0)","v":{"v":0,"d":"0.00"}},{"$f":"IF(EBF_3A>0.1,(SUMIFS(GH!S$10:S$97,GH!$D$10:$D$97,V_GH!$AT$226,V_GH!$E$10:$E$97,\"x\")\n+SUMIFS(M_GH!V$11:V$98,M_GH!$D$11:$D$98,V_GH!$AT$226,V_GH!$AA$10:$AA$97,\"x\"))/EBF_3A,0)","v":{"v":0,"d":"0.00"}},{"$f":"IF(EBF_3A>0.1,(SUMIFS(GH!T$10:T$97,GH!$D$10:$D$97,V_GH!$AT$226,V_GH!$E$10:$E$97,\"x\")\n+SUMIFS(M_GH!W$11:W$98,M_GH!$D$11:$D$98,V_GH!$AT$226,V_GH!$AA$10:$AA$97,\"x\"))/EBF_3A,0)","v":{"v":0,"d":"0.00"}},{"$f":"IF(EBF_3A>0.1,(SUMIFS(GH!U$10:U$97,GH!$D$10:$D$97,V_GH!$AT$226,V_GH!$E$10:$E$97,\"x\")\n+SUMIFS(M_GH!X$11:X$98,M_GH!$D$11:$D$98,V_GH!$AT$226,V_GH!$AA$10:$AA$97,\"x\"))/EBF_3A,0)","v":{"v":0,"d":"0.00"}},{"$f":"IF(EBF_3A>0.1,(SUMIFS(GH!V$10:V$97,GH!$D$10:$D$97,V_GH!$AT$226,V_GH!$E$10:$E$97,\"x\")\n+SUMIFS(M_GH!Y$11:Y$98,M_GH!$D$11:$D$98,V_GH!$AT$226,V_GH!$AA$10:$AA$97,\"x\"))/EBF_3A,0)","v":{"v":0,"d":"0.00"}},{"$f":"IF(EBF_3A>0.1,(SUMIFS(GH!W$10:W$97,GH!$D$10:$D$97,V_GH!$AT$226,V_GH!$E$10:$E$97,\"x\")\n+SUMIFS(M_GH!Z$11:Z$98,M_GH!$D$11:$D$98,V_GH!$AT$226,V_GH!$AA$10:$AA$97,\"x\"))/EBF_3A,0)","v":{"v":0,"d":"0.00"}},{"$f":"IF(EBF_3A>0.1,(SUMIFS(GH!X$10:X$97,GH!$D$10:$D$97,V_GH!$AT$226,V_GH!$E$10:$E$97,\"x\")\n+SUMIFS(M_GH!AA$11:AA$98,M_GH!$D$11:$D$98,V_GH!$AT$226,V_GH!$AA$10:$AA$97,\"x\"))/EBF_3A,0)","v":{"v":0,"d":"0.00"}},{"$f":"IF(EBF_3A>0.1,(SUMIFS(GH!Y$10:Y$97,GH!$D$10:$D$97,V_GH!$AT$226,V_GH!$E$10:$E$97,\"x\")\n+SUMIFS(M_GH!AB$11:AB$98,M_GH!$D$11:$D$98,V_GH!$AT$226,V_GH!$AA$10:$AA$97,\"x\"))/EBF_3A,0)","v":{"v":0,"d":"0.00"}},{"$f":"IF(EBF_3A>0.1,(SUMIFS(GH!Z$10:Z$97,GH!$D$10:$D$97,V_GH!$AT$226,V_GH!$E$10:$E$97,\"x\")\n+SUMIFS(M_GH!AC$11:AC$98,M_GH!$D$11:$D$98,V_GH!$AT$226,V_GH!$AA$10:$AA$97,\"x\"))/EBF_3A,0)","v":{"v":0,"d":"0.00"}},{"$f":"IF(EBF_3A>0.1,(SUMIFS(GH!AA$10:AA$97,GH!$D$10:$D$97,V_GH!$AT$226,V_GH!$E$10:$E$97,\"x\")\n+SUMIFS(M_GH!AD$11:AD$98,M_GH!$D$11:$D$98,V_GH!$AT$226,V_GH!$AA$10:$AA$97,\"x\"))/EBF_3A,0)","v":{"v":0,"d":"0.00"}},{"$f":"IF(EBF_3A>0.1,(SUMIFS(GH!AB$10:AB$97,GH!$D$10:$D$97,V_GH!$AT$226,V_GH!$E$10:$E$97,\"x\")\n+SUMIFS(M_GH!AE$11:AE$98,M_GH!$D$11:$D$98,V_GH!$AT$226,V_GH!$AA$10:$AA$97,\"x\"))/EBF_3A,0)","v":{"v":0,"d":"0.00"}},{"$f":"IF(EBF_3A>0.1,(SUMIFS(GH!AC$10:AC$97,GH!$D$10:$D$97,V_GH!$AT$226,V_GH!$E$10:$E$97,\"x\")\n+SUMIFS(M_GH!AF$11:AF$98,M_GH!$D$11:$D$98,V_GH!$AT$226,V_GH!$AA$10:$AA$97,\"x\"))/EBF_3A,0)","v":{"v":0,"d":"0.00"}},{"$f":"IF(EBF_3A>0.1,(SUMIFS(GH!AD$10:AD$97,GH!$D$10:$D$97,V_GH!$AT$226,V_GH!$E$10:$E$97,\"x\")\n+SUMIFS(M_GH!AG$11:AG$98,M_GH!$D$11:$D$98,V_GH!$AT$226,V_GH!$AA$10:$AA$97,\"x\"))/EBF_3A,0)","v":{"v":0,"d":"0.00"}},{"$f":"IF(EBF_3A>0.1,(SUMIFS(GH!AE$48:AE$77,GH!$D$48:$D$77,V_GH!$AT$226,V_GH!$E$48:$E$77,\"x\")\n+SUMIFS(M_GH!AH$49:AH$78,M_GH!$D$49:$D$78,V_GH!$AT$226,V_GH!$AA$48:$AA$77,\"x\"))/EBF_3A,0)","v":{"v":0,"d":"0.00"}},{"$f":"IF(EBF_3A>0.1,(SUMIFS(GH!AF$48:AF$77,GH!$D$48:$D$77,V_GH!$AT$226,V_GH!$E$48:$E$77,\"x\")\n+SUMIFS(M_GH!AI$49:AI$78,M_GH!$D$49:$D$78,V_GH!$AT$226,V_GH!$AA$48:$AA$77,\"x\"))/EBF_3A,0)","v":{"v":0,"d":"0.00"}},{"$f":"IF(EBF_3A>0.1,(SUMIFS(GH!AG$48:AG$77,GH!$D$48:$D$77,V_GH!$AT$226,V_GH!$E$48:$E$77,\"x\")\n+SUMIFS(M_GH!AJ$49:AJ$78,M_GH!$D$49:$D$78,V_GH!$AT$226,V_GH!$AA$48:$AA$77,\"x\"))/EBF_3A,0)","v":{"v":0,"d":"0.00"}},{"$f":"IF(EBF_3A>0.1,(SUMIFS(GH!AH$48:AH$77,GH!$D$48:$D$77,V_GH!$AT$226,V_GH!$E$48:$E$77,\"x\")\n+SUMIFS(M_GH!AK$49:AK$78,M_GH!$D$49:$D$78,V_GH!$AT$226,V_GH!$AA$48:$AA$77,\"x\"))/EBF_3A,0)","v":{"v":0,"d":"0.00"}},{"$f":"IF(EBF_3A>0.1,(SUMIFS(GH!AI$48:AI$77,GH!$D$48:$D$77,V_GH!$AT$226,V_GH!$E$48:$E$77,\"x\")\n+SUMIFS(M_GH!AL$49:AL$78,M_GH!$D$49:$D$78,V_GH!$AT$226,V_GH!$AA$48:$AA$77,\"x\"))/EBF_3A,0)","v":{"v":0,"d":"0.00"}},{"$f":"IF(EBF_3A>0.1,(SUMIFS(GH!AJ$48:AJ$77,GH!$D$48:$D$77,V_GH!$AT$226,V_GH!$E$48:$E$77,\"x\")\n+SUMIFS(M_GH!AM$49:AM$78,M_GH!$D$49:$D$78,V_GH!$AT$226,V_GH!$AA$48:$AA$77,\"x\"))/EBF_3A,0)","v":{"v":0,"d":"0.00"}},{"$f":"IF(EBF_3A>0.1,(SUMIFS(GH!AK$48:AK$77,GH!$D$48:$D$77,V_GH!$AT$226,V_GH!$E$48:$E$77,\"x\")\n+SUMIFS(M_GH!AN$49:AN$78,M_GH!$D$49:$D$78,V_GH!$AT$226,V_GH!$AA$48:$AA$77,\"x\"))/EBF_3A,0)","v":{"v":0,"d":"0.00"}},{"$f":"IF(EBF_3A>0.1,(SUMIFS(GH!AL$48:AL$77,GH!$D$48:$D$77,V_GH!$AT$226,V_GH!$E$48:$E$77,\"x\")\n+SUMIFS(M_GH!AO$49:AO$78,M_GH!$D$49:$D$78,V_GH!$AT$226,V_GH!$AA$48:$AA$77,\"x\"))/EBF_3A,0)","v":{"v":0,"d":"0.00"}},{"$f":"IF(EBF_3A>0.1,(SUMIFS(GH!AM$48:AM$77,GH!$D$48:$D$77,V_GH!$AT$226,V_GH!$E$48:$E$77,\"x\")\n+SUMIFS(M_GH!AP$49:AP$78,M_GH!$D$49:$D$78,V_GH!$AT$226,V_GH!$AA$48:$AA$77,\"x\"))/EBF_3A,0)","v":{"v":0,"d":"0.00"}},{"$f":"IF(EBF_3A>0.1,(SUMIFS(GH!AN$48:AN$77,GH!$D$48:$D$77,V_GH!$AT$226,V_GH!$E$48:$E$77,\"x\")\n+SUMIFS(M_GH!AQ$49:AQ$78,M_GH!$D$49:$D$78,V_GH!$AT$226,V_GH!$AA$48:$AA$77,\"x\"))/EBF_3A,0)","v":{"v":0,"d":"0.00"}},{"$f":"IF(EBF_3A>0.1,(SUMIFS(GH!AO$48:AO$77,GH!$D$48:$D$77,V_GH!$AT$226,V_GH!$E$48:$E$77,\"x\")\n+SUMIFS(M_GH!AR$49:AR$78,M_GH!$D$49:$D$78,V_GH!$AT$226,V_GH!$AA$48:$AA$77,\"x\"))/EBF_3A,0)","v":{"v":0,"d":"0.00"}},{"$f":"IF(EBF_3A>0.1,(SUMIFS(GH!AP$48:AP$77,GH!$D$48:$D$77,V_GH!$AT$226,V_GH!$E$48:$E$77,\"x\")\n+SUMIFS(M_GH!AS$49:AS$78,M_GH!$D$49:$D$78,V_GH!$AT$226,V_GH!$AA$48:$AA$77,\"x\"))/EBF_3A,0)","v":{"v":0,"d":"0.00"}},{"$f":"SUM(BH227:BS227)","v":{"v":0,"d":"0.00"}}]
[{"$nulls":45}," gegen unbeh./erde",{"$f":"IF(EBF_3A>0.1,(SUMIFS(GH!R$104:R$149,GH!$D$104:$D$149,V_GH!$AT$226,V_GH!$E$104:$E$149,\"x\")\n+SUMIFS(M_GH!U$105:U$150,M_GH!$D$105:$D$150,V_GH!$AT$226,V_GH!$AA$104:$AA$149,\"x\"))/EBF_3A,0)","v":{"v":0,"d":"0.00"}},{"$f":"IF(EBF_3A>0.1,(SUMIFS(GH!S$104:S$149,GH!$D$104:$D$149,V_GH!$AT$226,V_GH!$E$104:$E$149,\"x\")\n+SUMIFS(M_GH!V$105:V$150,M_GH!$D$105:$D$150,V_GH!$AT$226,V_GH!$AA$104:$AA$149,\"x\"))/EBF_3A,0)","v":{"v":0,"d":"0.00"}},{"$f":"IF(EBF_3A>0.1,(SUMIFS(GH!T$104:T$149,GH!$D$104:$D$149,V_GH!$AT$226,V_GH!$E$104:$E$149,\"x\")\n+SUMIFS(M_GH!W$105:W$150,M_GH!$D$105:$D$150,V_GH!$AT$226,V_GH!$AA$104:$AA$149,\"x\"))/EBF_3A,0)","v":{"v":0,"d":"0.00"}},{"$f":"IF(EBF_3A>0.1,(SUMIFS(GH!U$104:U$149,GH!$D$104:$D$149,V_GH!$AT$226,V_GH!$E$104:$E$149,\"x\")\n+SUMIFS(M_GH!X$105:X$150,M_GH!$D$105:$D$150,V_GH!$AT$226,V_GH!$AA$104:$AA$149,\"x\"))/EBF_3A,0)","v":{"v":0,"d":"0.00"}},{"$f":"IF(EBF_3A>0.1,(SUMIFS(GH!V$104:V$149,GH!$D$104:$D$149,V_GH!$AT$226,V_GH!$E$104:$E$149,\"x\")\n+SUMIFS(M_GH!Y$105:Y$150,M_GH!$D$105:$D$150,V_GH!$AT$226,V_GH!$AA$104:$AA$149,\"x\"))/EBF_3A,0)","v":{"v":0,"d":"0.00"}},{"$f":"IF(EBF_3A>0.1,(SUMIFS(GH!W$104:W$149,GH!$D$104:$D$149,V_GH!$AT$226,V_GH!$E$104:$E$149,\"x\")\n+SUMIFS(M_GH!Z$105:Z$150,M_GH!$D$105:$D$150,V_GH!$AT$226,V_GH!$AA$104:$AA$149,\"x\"))/EBF_3A,0)","v":{"v":0,"d":"0.00"}},{"$f":"IF(EBF_3A>0.1,(SUMIFS(GH!X$104:X$149,GH!$D$104:$D$149,V_GH!$AT$226,V_GH!$E$104:$E$149,\"x\")\n+SUMIFS(M_GH!AA$105:AA$150,M_GH!$D$105:$D$150,V_GH!$AT$226,V_GH!$AA$104:$AA$149,\"x\"))/EBF_3A,0)","v":{"v":0,"d":"0.00"}},{"$f":"IF(EBF_3A>0.1,(SUMIFS(GH!Y$104:Y$149,GH!$D$104:$D$149,V_GH!$AT$226,V_GH!$E$104:$E$149,\"x\")\n+SUMIFS(M_GH!AB$105:AB$150,M_GH!$D$105:$D$150,V_GH!$AT$226,V_GH!$AA$104:$AA$149,\"x\"))/EBF_3A,0)","v":{"v":0,"d":"0.00"}},{"$f":"IF(EBF_3A>0.1,(SUMIFS(GH!Z$104:Z$149,GH!$D$104:$D$149,V_GH!$AT$226,V_GH!$E$104:$E$149,\"x\")\n+SUMIFS(M_GH!AC$105:AC$150,M_GH!$D$105:$D$150,V_GH!$AT$226,V_GH!$AA$104:$AA$149,\"x\"))/EBF_3A,0)","v":{"v":0,"d":"0.00"}},{"$f":"IF(EBF_3A>0.1,(SUMIFS(GH!AA$104:AA$149,GH!$D$104:$D$149,V_GH!$AT$226,V_GH!$E$104:$E$149,\"x\")\n+SUMIFS(M_GH!AD$105:AD$150,M_GH!$D$105:$D$150,V_GH!$AT$226,V_GH!$AA$104:$AA$149,\"x\"))/EBF_3A,0)","v":{"v":0,"d":"0.00"}},{"$f":"IF(EBF_3A>0.1,(SUMIFS(GH!AB$104:AB$149,GH!$D$104:$D$149,V_GH!$AT$226,V_GH!$E$104:$E$149,\"x\")\n+SUMIFS(M_GH!AE$105:AE$150,M_GH!$D$105:$D$150,V_GH!$AT$226,V_GH!$AA$104:$AA$149,\"x\"))/EBF_3A,0)","v":{"v":0,"d":"0.00"}},{"$f":"IF(EBF_3A>0.1,(SUMIFS(GH!AC$104:AC$149,GH!$D$104:$D$149,V_GH!$AT$226,V_GH!$E$104:$E$149,\"x\")\n+SUMIFS(M_GH!AF$105:AF$150,M_GH!$D$105:$D$150,V_GH!$AT$226,V_GH!$AA$104:$AA$149,\"x\"))/EBF_3A,0)","v":{"v":0,"d":"0.00"}},{"$f":"IF(EBF_3A>0.1,(SUMIFS(GH!AD$104:AD$149,GH!$D$104:$D$149,V_GH!$AT$226,V_GH!$E$104:$E$149,\"x\")\n+SUMIFS(M_GH!AG$105:AG$150,M_GH!$D$105:$D$150,V_GH!$AT$226,V_GH!$AA$104:$AA$149,\"x\"))/EBF_3A,0)","v":{"v":0,"d":"0.00"}}]
[{"$nulls":45}," wärmebrücken",{"$f":"IF(EBF_3A>0.1,(SUMIFS(GH!R$157:R$177,GH!$D$157:$D$177,V_GH!$AT$226,V_GH!$E$157:$E$177,\"x\")\n+SUMIFS(M_GH!U$158:U$178,M_GH!$D$158:$D$178,V_GH!$AT$226,V_GH!$AA$157:$AA$177,\"x\"))/EBF_3A,0)","v":{"v":0,"d":"0.00"}},{"$f":"IF(EBF_3A>0.1,(SUMIFS(GH!S$157:S$177,GH!$D$157:$D$177,V_GH!$AT$226,V_GH!$E$157:$E$177,\"x\")\n+SUMIFS(M_GH!V$158:V$178,M_GH!$D$158:$D$178,V_GH!$AT$226,V_GH!$AA$157:$AA$177,\"x\"))/EBF_3A,0)","v":{"v":0,"d":"0.00"}},{"$f":"IF(EBF_3A>0.1,(SUMIFS(GH!T$157:T$177,GH!$D$157:$D$177,V_GH!$AT$226,V_GH!$E$157:$E$177,\"x\")\n+SUMIFS(M_GH!W$158:W$178,M_GH!$D$158:$D$178,V_GH!$AT$226,V_GH!$AA$157:$AA$177,\"x\"))/EBF_3A,0)","v":{"v":0,"d":"0.00"}},{"$f":"IF(EBF_3A>0.1,(SUMIFS(GH!U$157:U$177,GH!$D$157:$D$177,V_GH!$AT$226,V_GH!$E$157:$E$177,\"x\")\n+SUMIFS(M_GH!X$158:X$178,M_GH!$D$158:$D$178,V_GH!$AT$226,V_GH!$AA$157:$AA$177,\"x\"))/EBF_3A,0)","v":{"v":0,"d":"0.00"}},{"$f":"IF(EBF_3A>0.1,(SUMIFS(GH!V$157:V$177,GH!$D$157:$D$177,V_GH!$AT$226,V_GH!$E$157:$E$177,\"x\")\n+SUMIFS(M_GH!Y$158:Y$178,M_GH!$D$158:$D$178,V_GH!$AT$226,V_GH!$AA$157:$AA$177,\"x\"))/EBF_3A,0)","v":{"v":0,"d":"0.00"}},{"$f":"IF(EBF_3A>0.1,(SUMIFS(GH!W$157:W$177,GH!$D$157:$D$177,V_GH!$AT$226,V_GH!$E$157:$E$177,\"x\")\n+SUMIFS(M_GH!Z$158:Z$178,M_GH!$D$158:$D$178,V_GH!$AT$226,V_GH!$AA$157:$AA$177,\"x\"))/EBF_3A,0)","v":{"v":0,"d":"0.00"}},{"$f":"IF(EBF_3A>0.1,(SUMIFS(GH!X$157:X$177,GH!$D$157:$D$177,V_GH!$AT$226,V_GH!$E$157:$E$177,\"x\")\n+SUMIFS(M_GH!AA$158:AA$178,M_GH!$D$158:$D$178,V_GH!$AT$226,V_GH!$AA$157:$AA$177,\"x\"))/EBF_3A,0)","v":{"v":0,"d":"0.00"}},{"$f":"IF(EBF_3A>0.1,(SUMIFS(GH!Y$157:Y$177,GH!$D$157:$D$177,V_GH!$AT$226,V_GH!$E$157:$E$177,\"x\")\n+SUMIFS(M_GH!AB$158:AB$178,M_GH!$D$158:$D$178,V_GH!$AT$226,V_GH!$AA$157:$AA$177,\"x\"))/EBF_3A,0)","v":{"v":0,"d":"0.00"}},{"$f":"IF(EBF_3A>0.1,(SUMIFS(GH!Z$157:Z$177,GH!$D$157:$D$177,V_GH!$AT$226,V_GH!$E$157:$E$177,\"x\")\n+SUMIFS(M_GH!AC$158:AC$178,M_GH!$D$158:$D$178,V_GH!$AT$226,V_GH!$AA$157:$AA$177,\"x\"))/EBF_3A,0)","v":{"v":0,"d":"0.00"}},{"$f":"IF(EBF_3A>0.1,(SUMIFS(GH!AA$157:AA$177,GH!$D$157:$D$177,V_GH!$AT$226,V_GH!$E$157:$E$177,\"x\")\n+SUMIFS(M_GH!AD$158:AD$178,M_GH!$D$158:$D$178,V_GH!$AT$226,V_GH!$AA$157:$AA$177,\"x\"))/EBF_3A,0)","v":{"v":0,"d":"0.00"}},{"$f":"IF(EBF_3A>0.1,(SUMIFS(GH!AB$157:AB$177,GH!$D$157:$D$177,V_GH!$AT$226,V_GH!$E$157:$E$177,\"x\")\n+SUMIFS(M_GH!AE$158:AE$178,M_GH!$D$158:$D$178,V_GH!$AT$226,V_GH!$AA$157:$AA$177,\"x\"))/EBF_3A,0)","v":{"v":0,"d":"0.00"}},{"$f":"IF(EBF_3A>0.1,(SUMIFS(GH!AC$157:AC$177,GH!$D$157:$D$177,V_GH!$AT$226,V_GH!$E$157:$E$177,\"x\")\n+SUMIFS(M_GH!AF$158:AF$178,M_GH!$D$158:$D$178,V_GH!$AT$226,V_GH!$AA$157:$AA$177,\"x\"))/EBF_3A,0)","v":{"v":0,"d":"0.00"}},{"$f":"IF(EBF_3A>0.1,(SUMIFS(GH!AD$157:AD$177,GH!$D$157:$D$177,V_GH!$AT$226,V_GH!$E$157:$E$177,\"x\")\n+SUMIFS(M_GH!AG$158:AG$178,M_GH!$D$158:$D$178,V_GH!$AT$226,V_GH!$AA$157:$AA$177,\"x\"))/EBF_3A,0)","v":{"v":0,"d":"0.00"}}]
[{"$nulls":45}," gegen innen",{"$f":"IF(EBF_3A>0.1,(SUMIFS(GH!R$184:R$207,GH!$D$184:$D$207,V_GH!$AT$226,V_GH!$E$184:$E$207,\"x\")\n+SUMIFS(M_GH!U$185:U$208,M_GH!$D$185:$D$208,V_GH!$AT$226,V_GH!$AA$184:$AA$207,\"x\"))/EBF_3A,0)","v":{"v":0,"d":"0.00"}},{"$f":"IF(EBF_3A>0.1,(SUMIFS(GH!S$184:S$207,GH!$D$184:$D$207,V_GH!$AT$226,V_GH!$E$184:$E$207,\"x\")\n+SUMIFS(M_GH!V$185:V$208,M_GH!$D$185:$D$208,V_GH!$AT$226,V_GH!$AA$184:$AA$207,\"x\"))/EBF_3A,0)","v":{"v":0,"d":"0.00"}},{"$f":"IF(EBF_3A>0.1,(SUMIFS(GH!T$184:T$207,GH!$D$184:$D$207,V_GH!$AT$226,V_GH!$E$184:$E$207,\"x\")\n+SUMIFS(M_GH!W$185:W$208,M_GH!$D$185:$D$208,V_GH!$AT$226,V_GH!$AA$184:$AA$207,\"x\"))/EBF_3A,0)","v":{"v":0,"d":"0.00"}},{"$f":"IF(EBF_3A>0.1,(SUMIFS(GH!U$184:U$207,GH!$D$184:$D$207,V_GH!$AT$226,V_GH!$E$184:$E$207,\"x\")\n+SUMIFS(M_GH!X$185:X$208,M_GH!$D$185:$D$208,V_GH!$AT$226,V_GH!$AA$184:$AA$207,\"x\"))/EBF_3A,0)","v":{"v":0,"d":"0.00"}},{"$f":"IF(EBF_3A>0.1,(SUMIFS(GH!V$184:V$207,GH!$D$184:$D$207,V_GH!$AT$226,V_GH!$E$184:$E$207,\"x\")\n+SUMIFS(M_GH!Y$185:Y$208,M_GH!$D$185:$D$208,V_GH!$AT$226,V_GH!$AA$184:$AA$207,\"x\"))/EBF_3A,0)","v":{"v":0,"d":"0.00"}},{"$f":"IF(EBF_3A>0.1,(SUMIFS(GH!W$184:W$207,GH!$D$184:$D$207,V_GH!$AT$226,V_GH!$E$184:$E$207,\"x\")\n+SUMIFS(M_GH!Z$185:Z$208,M_GH!$D$185:$D$208,V_GH!$AT$226,V_GH!$AA$184:$AA$207,\"x\"))/EBF_3A,0)","v":{"v":0,"d":"0.00"}},{"$f":"IF(EBF_3A>0.1,(SUMIFS(GH!X$184:X$207,GH!$D$184:$D$207,V_GH!$AT$226,V_GH!$E$184:$E$207,\"x\")\n+SUMIFS(M_GH!AA$185:AA$208,M_GH!$D$185:$D$208,V_GH!$AT$226,V_GH!$AA$184:$AA$207,\"x\"))/EBF_3A,0)","v":{"v":0,"d":"0.00"}},{"$f":"IF(EBF_3A>0.1,(SUMIFS(GH!Y$184:Y$207,GH!$D$184:$D$207,V_GH!$AT$226,V_GH!$E$184:$E$207,\"x\")\n+SUMIFS(M_GH!AB$185:AB$208,M_GH!$D$185:$D$208,V_GH!$AT$226,V_GH!$AA$184:$AA$207,\"x\"))/EBF_3A,0)","v":{"v":0,"d":"0.00"}},{"$f":"IF(EBF_3A>0.1,(SUMIFS(GH!Z$184:Z$207,GH!$D$184:$D$207,V_GH!$AT$226,V_GH!$E$184:$E$207,\"x\")\n+SUMIFS(M_GH!AC$185:AC$208,M_GH!$D$185:$D$208,V_GH!$AT$226,V_GH!$AA$184:$AA$207,\"x\"))/EBF_3A,0)","v":{"v":0,"d":"0.00"}},{"$f":"IF(EBF_3A>0.1,(SUMIFS(GH!AA$184:AA$207,GH!$D$184:$D$207,V_GH!$AT$226,V_GH!$E$184:$E$207,\"x\")\n+SUMIFS(M_GH!AD$185:AD$208,M_GH!$D$185:$D$208,V_GH!$AT$226,V_GH!$AA$184:$AA$207,\"x\"))/EBF_3A,0)","v":{"v":0,"d":"0.00"}},{"$f":"IF(EBF_3A>0.1,(SUMIFS(GH!AB$184:AB$207,GH!$D$184:$D$207,V_GH!$AT$226,V_GH!$E$184:$E$207,\"x\")\n+SUMIFS(M_GH!AE$185:AE$208,M_GH!$D$185:$D$208,V_GH!$AT$226,V_GH!$AA$184:$AA$207,\"x\"))/EBF_3A,0)","v":{"v":0,"d":"0.00"}},{"$f":"IF(EBF_3A>0.1,(SUMIFS(GH!AC$184:AC$207,GH!$D$184:$D$207,V_GH!$AT$226,V_GH!$E$184:$E$207,\"x\")\n+SUMIFS(M_GH!AF$185:AF$208,M_GH!$D$185:$D$208,V_GH!$AT$226,V_GH!$AA$184:$AA$207,\"x\"))/EBF_3A,0)","v":{"v":0,"d":"0.00"}},{"$f":"IF(EBF_3A>0.1,(SUMIFS(GH!AD$184:AD$207,GH!$D$184:$D$207,V_GH!$AT$226,V_GH!$E$184:$E$207,\"x\")\n+SUMIFS(M_GH!AG$185:AG$208,M_GH!$D$185:$D$208,V_GH!$AT$226,V_GH!$AA$184:$AA$207,\"x\"))/EBF_3A,0)","v":{"v":0,"d":"0.00"}}]
[{"$nulls":45}," Total",{"$f":"SUM(AU227:AU230)","v":{"v":0,"d":"0.00"}},{"$f":"SUM(AV227:AV230)","v":{"v":0,"d":"0.00"}},{"v":0,"d":"0.00"},{"v":0,"d":"0.00"},{"v":0,"d":"0.00"},{"v":0,"d":"0.00"},{"v":0,"d":"0.00"},{"v":0,"d":"0.00"},{"v":0,"d":"0.00"},{"v":0,"d":"0.00"},{"v":0,"d":"0.00"},{"v":0,"d":"0.00"},{"v":0,"d":"0.00"}]
[]
[{"$nulls":45},"Summe kombiniert"]
[{"$nulls":45}," gegen aussen",{"$f":"(AU213*EBF_1A+AU220*EBF_2A+AU227*EBF_3A)/EBF_totA","v":{"v":0,"d":"0.00"}},{"v":0,"d":"0.00"},{"v":0,"d":"0.00"},{"v":0,"d":"0.00"},{"v":0,"d":"0.00"},{"v":0,"d":"0.00"},{"v":0,"d":"0.00"},{"v":0,"d":"0.00"},{"v":0,"d":"0.00"},{"v":0,"d":"0.00"},{"v":0,"d":"0.00"},{"v":0,"d":"0.00"},{"v":0,"d":"0.00"},{"$f":"SUM(BH213*EBF_1A,BH220*EBF_2A,BH227*EBF_3A)/EBF_totA","v":{"v":0,"d":"0.00"}},{"v":0,"d":"0.00"},{"v":0,"d":"0.00"},{"v":0,"d":"0.00"},{"v":0,"d":"0.00"},{"v":0,"d":"0.00"},{"v":0,"d":"0.00"},{"v":0,"d":"0.00"},{"v":0,"d":"0.00"},{"v":0,"d":"0.00"},{"v":0,"d":"0.00"},{"v":0,"d":"0.00"},{"v":0,"d":"0.00"}]
[{"$nulls":45}," gegen unbeh./erde",{"$f":"(AU214*EBF_1A+AU221*EBF_2A+AU228*EBF_3A)/EBF_totA","v":{"v":0,"d":"0.00"}},{"v":0,"d":"0.00"},{"v":0,"d":"0.00"},{"v":0,"d":"0.00"},{"v":0,"d":"0.00"},{"v":0,"d":"0.00"},{"v":0,"d":"0.00"},{"v":0,"d":"0.00"},{"v":0,"d":"0.00"},{"v":0,"d":"0.00"},{"v":0,"d":"0.00"},{"v":0,"d":"0.00"},{"v":0,"d":"0.00"}]
[{"$nulls":45}," wärmebrücken",{"$f":"(AU215*EBF_1A+AU222*EBF_2A+AU229*EBF_3A)/EBF_totA","v":{"v":0,"d":"0.00"}},{"v":0,"d":"0.00"},{"v":0,"d":"0.00"},{"v":0,"d":"0.00"},{"v":0,"d":"0.00"},{"v":0,"d":"0.00"},{"v":0,"d":"0.00"},{"v":0,"d":"0.00"},{"v":0,"d":"0.00"},{"v":0,"d":"0.00"},{"v":0,"d":"0.00"},{"v":0,"d":"0.00"},{"v":0,"d":"0.00"}]
[{"$nulls":45}," gegen innen",{"$f":"(AU216*EBF_1A+AU223*EBF_2A+AU230*EBF_3A)/EBF_totA","v":{"v":0,"d":"0.00"}},{"v":0,"d":"0.00"},{"v":0,"d":"0.00"},{"v":0,"d":"0.00"},{"v":0,"d":"0.00"},{"v":0,"d":"0.00"},{"v":0,"d":"0.00"},{"v":0,"d":"0.00"},{"v":0,"d":"0.00"},{"v":0,"d":"0.00"},{"v":0,"d":"0.00"},{"v":0,"d":"0.00"},{"v":0,"d":"0.00"}]
[{"$nulls":45},"Total kombiniert",{"$f":"(AU217*EBF_1A+AU224*EBF_2A+AU231*EBF_3A)/EBF_totA","v":{"v":0,"d":"0.00"}},{"v":0,"d":"0.00"},{"v":0,"d":"0.00"},{"v":0,"d":"0.00"},{"v":0,"d":"0.00"},{"v":0,"d":"0.00"},{"v":0,"d":"0.00"},{"v":0,"d":"0.00"},{"v":0,"d":"0.00"},{"v":0,"d":"0.00"},{"v":0,"d":"0.00"},{"v":0,"d":"0.00"},{"v":0,"d":"0.00"}]
[]
[]
[]
[{"$nulls":45},"Variante B: Summe Qti [kWh/m²]",{"$nulls":13},"Variante B: Summe Qsi [kWh/m²]"]
[{"$nulls":45},{"$f":"Kat_1","v":0}]
[{"$nulls":45}," gegen aussen",{"$f":"IF(EBF_1B>0.1,(SUMIFS(GH!R$10:R$97,GH!$D$10:$D$97,V_GH!$AT$212,V_GH!$L$10:$L$97,\"x\")\n+SUMIFS(M_GH!U$11:U$98,M_GH!$D$11:$D$98,V_GH!$AT$212,V_GH!$AH$10:$AH$97,\"x\"))/EBF_1B,0)","v":{"v":0,"d":"0.00"}},{"$f":"IF(EBF_1B>0.1,(SUMIFS(GH!S$10:S$97,GH!$D$10:$D$97,V_GH!$AT$212,V_GH!$L$10:$L$97,\"x\")\n+SUMIFS(M_GH!V$11:V$98,M_GH!$D$11:$D$98,V_GH!$AT$212,V_GH!$AH$10:$AH$97,\"x\"))/EBF_1B,0)","v":{"v":0,"d":"0.00"}},{"$f":"IF(EBF_1B>0.1,(SUMIFS(GH!T$10:T$97,GH!$D$10:$D$97,V_GH!$AT$212,V_GH!$L$10:$L$97,\"x\")\n+SUMIFS(M_GH!W$11:W$98,M_GH!$D$11:$D$98,V_GH!$AT$212,V_GH!$AH$10:$AH$97,\"x\"))/EBF_1B,0)","v":{"v":0,"d":"0.00"}},{"$f":"IF(EBF_1B>0.1,(SUMIFS(GH!U$10:U$97,GH!$D$10:$D$97,V_GH!$AT$212,V_GH!$L$10:$L$97,\"x\")\n+SUMIFS(M_GH!X$11:X$98,M_GH!$D$11:$D$98,V_GH!$AT$212,V_GH!$AH$10:$AH$97,\"x\"))/EBF_1B,0)","v":{"v":0,"d":"0.00"}},{"$f":"IF(EBF_1B>0.1,(SUMIFS(GH!V$10:V$97,GH!$D$10:$D$97,V_GH!$AT$212,V_GH!$L$10:$L$97,\"x\")\n+SUMIFS(M_GH!Y$11:Y$98,M_GH!$D$11:$D$98,V_GH!$AT$212,V_GH!$AH$10:$AH$97,\"x\"))/EBF_1B,0)","v":{"v":0,"d":"0.00"}},{"$f":"IF(EBF_1B>0.1,(SUMIFS(GH!W$10:W$97,GH!$D$10:$D$97,V_GH!$AT$212,V_GH!$L$10:$L$97,\"x\")\n+SUMIFS(M_GH!Z$11:Z$98,M_GH!$D$11:$D$98,V_GH!$AT$212,V_GH!$AH$10:$AH$97,\"x\"))/EBF_1B,0)","v":{"v":0,"d":"0.00"}},{"$f":"IF(EBF_1B>0.1,(SUMIFS(GH!X$10:X$97,GH!$D$10:$D$97,V_GH!$AT$212,V_GH!$L$10:$L$97,\"x\")\n+SUMIFS(M_GH!AA$11:AA$98,M_GH!$D$11:$D$98,V_GH!$AT$212,V_GH!$AH$10:$AH$97,\"x\"))/EBF_1B,0)","v":{"v":0,"d":"0.00"}},{"$f":"IF(EBF_1B>0.1,(SUMIFS(GH!Y$10:Y$97,GH!$D$10:$D$97,V_GH!$AT$212,V_GH!$L$10:$L$97,\"x\")\n+SUMIFS(M_GH!AB$11:AB$98,M_GH!$D$11:$D$98,V_GH!$AT$212,V_GH!$AH$10:$AH$97,\"x\"))/EBF_1B,0)","v":{"v":0,"d":"0.00"}},{"$f":"IF(EBF_1B>0.1,(SUMIFS(GH!Z$10:Z$97,GH!$D$10:$D$97,V_GH!$AT$212,V_GH!$L$10:$L$97,\"x\")\n+SUMIFS(M_GH!AC$11:AC$98,M_GH!$D$11:$D$98,V_GH!$AT$212,V_GH!$AH$10:$AH$97,\"x\"))/EBF_1B,0)","v":{"v":0,"d":"0.00"}},{"$f":"IF(EBF_1B>0.1,(SUMIFS(GH!AA$10:AA$97,GH!$D$10:$D$97,V_GH!$AT$212,V_GH!$L$10:$L$97,\"x\")\n+SUMIFS(M_GH!AD$11:AD$98,M_GH!$D$11:$D$98,V_GH!$AT$212,V_GH!$AH$10:$AH$97,\"x\"))/EBF_1B,0)","v":{"v":0,"d":"0.00"}},{"$f":"IF(EBF_1B>0.1,(SUMIFS(GH!AB$10:AB$97,GH!$D$10:$D$97,V_GH!$AT$212,V_GH!$L$10:$L$97,\"x\")\n+SUMIFS(M_GH!AE$11:AE$98,M_GH!$D$11:$D$98,V_GH!$AT$212,V_GH!$AH$10:$AH$97,\"x\"))/EBF_1B,0)","v":{"v":0,"d":"0.00"}},{"$f":"IF(EBF_1B>0.1,(SUMIFS(GH!AC$10:AC$97,GH!$D$10:$D$97,V_GH!$AT$212,V_GH!$L$10:$L$97,\"x\")\n+SUMIFS(M_GH!AF$11:AF$98,M_GH!$D$11:$D$98,V_GH!$AT$212,V_GH!$AH$10:$AH$97,\"x\"))/EBF_1B,0)","v":{"v":0,"d":"0.00"}},{"$f":"IF(EBF_1B>0.1,(SUMIFS(GH!AD$10:AD$97,GH!$D$10:$D$97,V_GH!$AT$212,V_GH!$L$10:$L$97,\"x\")\n+SUMIFS(M_GH!AG$11:AG$98,M_GH!$D$11:$D$98,V_GH!$AT$212,V_GH!$AH$10:$AH$97,\"x\"))/EBF_1B,0)","v":{"v":0,"d":"0.00"}},{"$f":"IF(EBF_1B>0.1,(SUMIFS(GH!AE$48:AE$77,GH!$D$48:$D$77,V_GH!$AT$212,V_GH!$L$48:$L$77,\"x\")\n+SUMIFS(M_GH!AH$49:AH$78,M_GH!$D$49:$D$78,V_GH!$AT$212,V_GH!$AH$48:$AH$77,\"x\"))/EBF_1B,0)","v":{"v":0,"d":"0.00"}},{"$f":"IF(EBF_1B>0.1,(SUMIFS(GH!AF$48:AF$77,GH!$D$48:$D$77,V_GH!$AT$212,V_GH!$L$48:$L$77,\"x\")\n+SUMIFS(M_GH!AI$49:AI$78,M_GH!$D$49:$D$78,V_GH!$AT$212,V_GH!$AH$48:$AH$77,\"x\"))/EBF_1B,0)","v":{"v":0,"d":"0.00"}},{"$f":"IF(EBF_1B>0.1,(SUMIFS(GH!AG$48:AG$77,GH!$D$48:$D$77,V_GH!$AT$212,V_GH!$L$48:$L$77,\"x\")\n+SUMIFS(M_GH!AJ$49:AJ$78,M_GH!$D$49:$D$78,V_GH!$AT$212,V_GH!$AH$48:$AH$77,\"x\"))/EBF_1B,0)","v":{"v":0,"d":"0.00"}},{"$f":"IF(EBF_1B>0.1,(SUMIFS(GH!AH$48:AH$77,GH!$D$48:$D$77,V_GH!$AT$212,V_GH!$L$48:$L$77,\"x\")\n+SUMIFS(M_GH!AK$49:AK$78,M_GH!$D$49:$D$78,V_GH!$AT$212,V_GH!$AH$48:$AH$77,\"x\"))/EBF_1B,0)","v":{"v":0,"d":"0.00"}},{"$f":"IF(EBF_1B>0.1,(SUMIFS(GH!AI$48:AI$77,GH!$D$48:$D$77,V_GH!$AT$212,V_GH!$L$48:$L$77,\"x\")\n+SUMIFS(M_GH!AL$49:AL$78,M_GH!$D$49:$D$78,V_GH!$AT$212,V_GH!$AH$48:$AH$77,\"x\"))/EBF_1B,0)","v":{"v":0,"d":"0.00"}},{"$f":"IF(EBF_1B>0.1,(SUMIFS(GH!AJ$48:AJ$77,GH!$D$48:$D$77,V_GH!$AT$212,V_GH!$L$48:$L$77,\"x\")\n+SUMIFS(M_GH!AM$49:AM$78,M_GH!$D$49:$D$78,V_GH!$AT$212,V_GH!$AH$48:$AH$77,\"x\"))/EBF_1B,0)","v":{"v":0,"d":"0.00"}},{"$f":"IF(EBF_1B>0.1,(SUMIFS(GH!AK$48:AK$77,GH!$D$48:$D$77,V_GH!$AT$212,V_GH!$L$48:$L$77,\"x\")\n+SUMIFS(M_GH!AN$49:AN$78,M_GH!$D$49:$D$78,V_GH!$AT$212,V_GH!$AH$48:$AH$77,\"x\"))/EBF_1B,0)","v":{"v":0,"d":"0.00"}},{"$f":"IF(EBF_1B>0.1,(SUMIFS(GH!AL$48:AL$77,GH!$D$48:$D$77,V_GH!$AT$212,V_GH!$L$48:$L$77,\"x\")\n+SUMIFS(M_GH!AO$49:AO$78,M_GH!$D$49:$D$78,V_GH!$AT$212,V_GH!$AH$48:$AH$77,\"x\"))/EBF_1B,0)","v":{"v":0,"d":"0.00"}},{"$f":"IF(EBF_1B>0.1,(SUMIFS(GH!AM$48:AM$77,GH!$D$48:$D$77,V_GH!$AT$212,V_GH!$L$48:$L$77,\"x\")\n+SUMIFS(M_GH!AP$49:AP$78,M_GH!$D$49:$D$78,V_GH!$AT$212,V_GH!$AH$48:$AH$77,\"x\"))/EBF_1B,0)","v":{"v":0,"d":"0.00"}},{"$f":"IF(EBF_1B>0.1,(SUMIFS(GH!AN$48:AN$77,GH!$D$48:$D$77,V_GH!$AT$212,V_GH!$L$48:$L$77,\"x\")\n+SUMIFS(M_GH!AQ$49:AQ$78,M_GH!$D$49:$D$78,V_GH!$AT$212,V_GH!$AH$48:$AH$77,\"x\"))/EBF_1B,0)","v":{"v":0,"d":"0.00"}},{"$f":"IF(EBF_1B>0.1,(SUMIFS(GH!AO$48:AO$77,GH!$D$48:$D$77,V_GH!$AT$212,V_GH!$L$48:$L$77,\"x\")\n+SUMIFS(M_GH!AR$49:AR$78,M_GH!$D$49:$D$78,V_GH!$AT$212,V_GH!$AH$48:$AH$77,\"x\"))/EBF_1B,0)","v":{"v":0,"d":"0.00"}},{"$f":"IF(EBF_1B>0.1,(SUMIFS(GH!AP$48:AP$77,GH!$D$48:$D$77,V_GH!$AT$212,V_GH!$L$48:$L$77,\"x\")\n+SUMIFS(M_GH!AS$49:AS$78,M_GH!$D$49:$D$78,V_GH!$AT$212,V_GH!$AH$48:$AH$77,\"x\"))/EBF_1B,0)","v":{"v":0,"d":"0.00"}},{"$f":"SUM(BH244:BS244)","v":{"v":0,"d":"0.00"}}]
[{"$nulls":45}," gegen unbeh./erde",{"$f":"IF(EBF_1B>0.1,(SUMIFS(GH!R$104:R$149,GH!$D$104:$D$149,V_GH!$AT$212,V_GH!$L$104:$L$149,\"x\")\n+SUMIFS(M_GH!U$105:U$150,M_GH!$D$105:$D$150,V_GH!$AT$212,V_GH!$AH$104:$AH$149,\"x\"))/EBF_1B,0)","v":{"v":0,"d":"0.00"}},{"$f":"IF(EBF_1B>0.1,(SUMIFS(GH!S$104:S$149,GH!$D$104:$D$149,V_GH!$AT$212,V_GH!$L$104:$L$149,\"x\")\n+SUMIFS(M_GH!V$105:V$150,M_GH!$D$105:$D$150,V_GH!$AT$212,V_GH!$AH$104:$AH$149,\"x\"))/EBF_1B,0)","v":{"v":0,"d":"0.00"}},{"$f":"IF(EBF_1B>0.1,(SUMIFS(GH!T$104:T$149,GH!$D$104:$D$149,V_GH!$AT$212,V_GH!$L$104:$L$149,\"x\")\n+SUMIFS(M_GH!W$105:W$150,M_GH!$D$105:$D$150,V_GH!$AT$212,V_GH!$AH$104:$AH$149,\"x\"))/EBF_1B,0)","v":{"v":0,"d":"0.00"}},{"$f":"IF(EBF_1B>0.1,(SUMIFS(GH!U$104:U$149,GH!$D$104:$D$149,V_GH!$AT$212,V_GH!$L$104:$L$149,\"x\")\n+SUMIFS(M_GH!X$105:X$150,M_GH!$D$105:$D$150,V_GH!$AT$212,V_GH!$AH$104:$AH$149,\"x\"))/EBF_1B,0)","v":{"v":0,"d":"0.00"}},{"$f":"IF(EBF_1B>0.1,(SUMIFS(GH!V$104:V$149,GH!$D$104:$D$149,V_GH!$AT$212,V_GH!$L$104:$L$149,\"x\")\n+SUMIFS(M_GH!Y$105:Y$150,M_GH!$D$105:$D$150,V_GH!$AT$212,V_GH!$AH$104:$AH$149,\"x\"))/EBF_1B,0)","v":{"v":0,"d":"0.00"}},{"$f":"IF(EBF_1B>0.1,(SUMIFS(GH!W$104:W$149,GH!$D$104:$D$149,V_GH!$AT$212,V_GH!$L$104:$L$149,\"x\")\n+SUMIFS(M_GH!Z$105:Z$150,M_GH!$D$105:$D$150,V_GH!$AT$212,V_GH!$AH$104:$AH$149,\"x\"))/EBF_1B,0)","v":{"v":0,"d":"0.00"}},{"$f":"IF(EBF_1B>0.1,(SUMIFS(GH!X$104:X$149,GH!$D$104:$D$149,V_GH!$AT$212,V_GH!$L$104:$L$149,\"x\")\n+SUMIFS(M_GH!AA$105:AA$150,M_GH!$D$105:$D$150,V_GH!$AT$212,V_GH!$AH$104:$AH$149,\"x\"))/EBF_1B,0)","v":{"v":0,"d":"0.00"}},{"$f":"IF(EBF_1B>0.1,(SUMIFS(GH!Y$104:Y$149,GH!$D$104:$D$149,V_GH!$AT$212,V_GH!$L$104:$L$149,\"x\")\n+SUMIFS(M_GH!AB$105:AB$150,M_GH!$D$105:$D$150,V_GH!$AT$212,V_GH!$AH$104:$AH$149,\"x\"))/EBF_1B,0)","v":{"v":0,"d":"0.00"}},{"$f":"IF(EBF_1B>0.1,(SUMIFS(GH!Z$104:Z$149,GH!$D$104:$D$149,V_GH!$AT$212,V_GH!$L$104:$L$149,\"x\")\n+SUMIFS(M_GH!AC$105:AC$150,M_GH!$D$105:$D$150,V_GH!$AT$212,V_GH!$AH$104:$AH$149,\"x\"))/EBF_1B,0)","v":{"v":0,"d":"0.00"}},{"$f":"IF(EBF_1B>0.1,(SUMIFS(GH!AA$104:AA$149,GH!$D$104:$D$149,V_GH!$AT$212,V_GH!$L$104:$L$149,\"x\")\n+SUMIFS(M_GH!AD$105:AD$150,M_GH!$D$105:$D$150,V_GH!$AT$212,V_GH!$AH$104:$AH$149,\"x\"))/EBF_1B,0)","v":{"v":0,"d":"0.00"}},{"$f":"IF(EBF_1B>0.1,(SUMIFS(GH!AB$104:AB$149,GH!$D$104:$D$149,V_GH!$AT$212,V_GH!$L$104:$L$149,\"x\")\n+SUMIFS(M_GH!AE$105:AE$150,M_GH!$D$105:$D$150,V_GH!$AT$212,V_GH!$AH$104:$AH$149,\"x\"))/EBF_1B,0)","v":{"v":0,"d":"0.00"}},{"$f":"IF(EBF_1B>0.1,(SUMIFS(GH!AC$104:AC$149,GH!$D$104:$D$149,V_GH!$AT$212,V_GH!$L$104:$L$149,\"x\")\n+SUMIFS(M_GH!AF$105:AF$150,M_GH!$D$105:$D$150,V_GH!$AT$212,V_GH!$AH$104:$AH$149,\"x\"))/EBF_1B,0)","v":{"v":0,"d":"0.00"}},{"$f":"IF(EBF_1B>0.1,(SUMIFS(GH!AD$104:AD$149,GH!$D$104:$D$149,V_GH!$AT$212,V_GH!$L$104:$L$149,\"x\")\n+SUMIFS(M_GH!AG$105:AG$150,M_GH!$D$105:$D$150,V_GH!$AT$212,V_GH!$AH$104:$AH$149,\"x\"))/EBF_1B,0)","v":{"v":0,"d":"0.00"}}]
[{"$nulls":45}," wärmebrücken",{"$f":"IF(EBF_1B>0.1,(SUMIFS(GH!R$157:R$177,GH!$D$157:$D$177,V_GH!$AT$212,V_GH!$L$157:$L$177,\"x\")\n+SUMIFS(M_GH!U$158:U$178,M_GH!$D$158:$D$178,V_GH!$AT$212,V_GH!$AH$157:$AH$177,\"x\"))/EBF_1B,0)","v":{"v":0,"d":"0.00"}},{"$f":"IF(EBF_1B>0.1,(SUMIFS(GH!S$157:S$177,GH!$D$157:$D$177,V_GH!$AT$212,V_GH!$L$157:$L$177,\"x\")\n+SUMIFS(M_GH!V$158:V$178,M_GH!$D$158:$D$178,V_GH!$AT$212,V_GH!$AH$157:$AH$177,\"x\"))/EBF_1B,0)","v":{"v":0,"d":"0.00"}},{"$f":"IF(EBF_1B>0.1,(SUMIFS(GH!T$157:T$177,GH!$D$157:$D$177,V_GH!$AT$212,V_GH!$L$157:$L$177,\"x\")\n+SUMIFS(M_GH!W$158:W$178,M_GH!$D$158:$D$178,V_GH!$AT$212,V_GH!$AH$157:$AH$177,\"x\"))/EBF_1B,0)","v":{"v":0,"d":"0.00"}},{"$f":"IF(EBF_1B>0.1,(SUMIFS(GH!U$157:U$177,GH!$D$157:$D$177,V_GH!$AT$212,V_GH!$L$157:$L$177,\"x\")\n+SUMIFS(M_GH!X$158:X$178,M_GH!$D$158:$D$178,V_GH!$AT$212,V_GH!$AH$157:$AH$177,\"x\"))/EBF_1B,0)","v":{"v":0,"d":"0.00"}},{"$f":"IF(EBF_1B>0.1,(SUMIFS(GH!V$157:V$177,GH!$D$157:$D$177,V_GH!$AT$212,V_GH!$L$157:$L$177,\"x\")\n+SUMIFS(M_GH!Y$158:Y$178,M_GH!$D$158:$D$178,V_GH!$AT$212,V_GH!$AH$157:$AH$177,\"x\"))/EBF_1B,0)","v":{"v":0,"d":"0.00"}},{"$f":"IF(EBF_1B>0.1,(SUMIFS(GH!W$157:W$177,GH!$D$157:$D$177,V_GH!$AT$212,V_GH!$L$157:$L$177,\"x\")\n+SUMIFS(M_GH!Z$158:Z$178,M_GH!$D$158:$D$178,V_GH!$AT$212,V_GH!$AH$157:$AH$177,\"x\"))/EBF_1B,0)","v":{"v":0,"d":"0.00"}},{"$f":"IF(EBF_1B>0.1,(SUMIFS(GH!X$157:X$177,GH!$D$157:$D$177,V_GH!$AT$212,V_GH!$L$157:$L$177,\"x\")\n+SUMIFS(M_GH!AA$158:AA$178,M_GH!$D$158:$D$178,V_GH!$AT$212,V_GH!$AH$157:$AH$177,\"x\"))/EBF_1B,0)","v":{"v":0,"d":"0.00"}},{"$f":"IF(EBF_1B>0.1,(SUMIFS(GH!Y$157:Y$177,GH!$D$157:$D$177,V_GH!$AT$212,V_GH!$L$157:$L$177,\"x\")\n+SUMIFS(M_GH!AB$158:AB$178,M_GH!$D$158:$D$178,V_GH!$AT$212,V_GH!$AH$157:$AH$177,\"x\"))/EBF_1B,0)","v":{"v":0,"d":"0.00"}},{"$f":"IF(EBF_1B>0.1,(SUMIFS(GH!Z$157:Z$177,GH!$D$157:$D$177,V_GH!$AT$212,V_GH!$L$157:$L$177,\"x\")\n+SUMIFS(M_GH!AC$158:AC$178,M_GH!$D$158:$D$178,V_GH!$AT$212,V_GH!$AH$157:$AH$177,\"x\"))/EBF_1B,0)","v":{"v":0,"d":"0.00"}},{"$f":"IF(EBF_1B>0.1,(SUMIFS(GH!AA$157:AA$177,GH!$D$157:$D$177,V_GH!$AT$212,V_GH!$L$157:$L$177,\"x\")\n+SUMIFS(M_GH!AD$158:AD$178,M_GH!$D$158:$D$178,V_GH!$AT$212,V_GH!$AH$157:$AH$177,\"x\"))/EBF_1B,0)","v":{"v":0,"d":"0.00"}},{"$f":"IF(EBF_1B>0.1,(SUMIFS(GH!AB$157:AB$177,GH!$D$157:$D$177,V_GH!$AT$212,V_GH!$L$157:$L$177,\"x\")\n+SUMIFS(M_GH!AE$158:AE$178,M_GH!$D$158:$D$178,V_GH!$AT$212,V_GH!$AH$157:$AH$177,\"x\"))/EBF_1B,0)","v":{"v":0,"d":"0.00"}},{"$f":"IF(EBF_1B>0.1,(SUMIFS(GH!AC$157:AC$177,GH!$D$157:$D$177,V_GH!$AT$212,V_GH!$L$157:$L$177,\"x\")\n+SUMIFS(M_GH!AF$158:AF$178,M_GH!$D$158:$D$178,V_GH!$AT$212,V_GH!$AH$157:$AH$177,\"x\"))/EBF_1B,0)","v":{"v":0,"d":"0.00"}},{"$f":"IF(EBF_1B>0.1,(SUMIFS(GH!AD$157:AD$177,GH!$D$157:$D$177,V_GH!$AT$212,V_GH!$L$157:$L$177,\"x\")\n+SUMIFS(M_GH!AG$158:AG$178,M_GH!$D$158:$D$178,V_GH!$AT$212,V_GH!$AH$157:$AH$177,\"x\"))/EBF_1B,0)","v":{"v":0,"d":"0.00"}}]
[{"$nulls":45}," gegen innen",{"$f":"IF(EBF_1B>0.1,(SUMIFS(GH!R$184:R$207,GH!$D$184:$D$207,V_GH!$AT$212,V_GH!$L$184:$L$207,\"x\")\n+SUMIFS(M_GH!U$185:U$208,M_GH!$D$185:$D$208,V_GH!$AT$212,V_GH!$AH$184:$AH$207,\"x\"))/EBF_1B,0)","v":{"v":0,"d":"0.00"}},{"$f":"IF(EBF_1B>0.1,(SUMIFS(GH!S$184:S$207,GH!$D$184:$D$207,V_GH!$AT$212,V_GH!$L$184:$L$207,\"x\")\n+SUMIFS(M_GH!V$185:V$208,M_GH!$D$185:$D$208,V_GH!$AT$212,V_GH!$AH$184:$AH$207,\"x\"))/EBF_1B,0)","v":{"v":0,"d":"0.00"}},{"$f":"IF(EBF_1B>0.1,(SUMIFS(GH!T$184:T$207,GH!$D$184:$D$207,V_GH!$AT$212,V_GH!$L$184:$L$207,\"x\")\n+SUMIFS(M_GH!W$185:W$208,M_GH!$D$185:$D$208,V_GH!$AT$212,V_GH!$AH$184:$AH$207,\"x\"))/EBF_1B,0)","v":{"v":0,"d":"0.00"}},{"$f":"IF(EBF_1B>0.1,(SUMIFS(GH!U$184:U$207,GH!$D$184:$D$207,V_GH!$AT$212,V_GH!$L$184:$L$207,\"x\")\n+SUMIFS(M_GH!X$185:X$208,M_GH!$D$185:$D$208,V_GH!$AT$212,V_GH!$AH$184:$AH$207,\"x\"))/EBF_1B,0)","v":{"v":0,"d":"0.00"}},{"$f":"IF(EBF_1B>0.1,(SUMIFS(GH!V$184:V$207,GH!$D$184:$D$207,V_GH!$AT$212,V_GH!$L$184:$L$207,\"x\")\n+SUMIFS(M_GH!Y$185:Y$208,M_GH!$D$185:$D$208,V_GH!$AT$212,V_GH!$AH$184:$AH$207,\"x\"))/EBF_1B,0)","v":{"v":0,"d":"0.00"}},{"$f":"IF(EBF_1B>0.1,(SUMIFS(GH!W$184:W$207,GH!$D$184:$D$207,V_GH!$AT$212,V_GH!$L$184:$L$207,\"x\")\n+SUMIFS(M_GH!Z$185:Z$208,M_GH!$D$185:$D$208,V_GH!$AT$212,V_GH!$AH$184:$AH$207,\"x\"))/EBF_1B,0)","v":{"v":0,"d":"0.00"}},{"$f":"IF(EBF_1B>0.1,(SUMIFS(GH!X$184:X$207,GH!$D$184:$D$207,V_GH!$AT$212,V_GH!$L$184:$L$207,\"x\")\n+SUMIFS(M_GH!AA$185:AA$208,M_GH!$D$185:$D$208,V_GH!$AT$212,V_GH!$AH$184:$AH$207,\"x\"))/EBF_1B,0)","v":{"v":0,"d":"0.00"}},{"$f":"IF(EBF_1B>0.1,(SUMIFS(GH!Y$184:Y$207,GH!$D$184:$D$207,V_GH!$AT$212,V_GH!$L$184:$L$207,\"x\")\n+SUMIFS(M_GH!AB$185:AB$208,M_GH!$D$185:$D$208,V_GH!$AT$212,V_GH!$AH$184:$AH$207,\"x\"))/EBF_1B,0)","v":{"v":0,"d":"0.00"}},{"$f":"IF(EBF_1B>0.1,(SUMIFS(GH!Z$184:Z$207,GH!$D$184:$D$207,V_GH!$AT$212,V_GH!$L$184:$L$207,\"x\")\n+SUMIFS(M_GH!AC$185:AC$208,M_GH!$D$185:$D$208,V_GH!$AT$212,V_GH!$AH$184:$AH$207,\"x\"))/EBF_1B,0)","v":{"v":0,"d":"0.00"}},{"$f":"IF(EBF_1B>0.1,(SUMIFS(GH!AA$184:AA$207,GH!$D$184:$D$207,V_GH!$AT$212,V_GH!$L$184:$L$207,\"x\")\n+SUMIFS(M_GH!AD$185:AD$208,M_GH!$D$185:$D$208,V_GH!$AT$212,V_GH!$AH$184:$AH$207,\"x\"))/EBF_1B,0)","v":{"v":0,"d":"0.00"}},{"$f":"IF(EBF_1B>0.1,(SUMIFS(GH!AB$184:AB$207,GH!$D$184:$D$207,V_GH!$AT$212,V_GH!$L$184:$L$207,\"x\")\n+SUMIFS(M_GH!AE$185:AE$208,M_GH!$D$185:$D$208,V_GH!$AT$212,V_GH!$AH$184:$AH$207,\"x\"))/EBF_1B,0)","v":{"v":0,"d":"0.00"}},{"$f":"IF(EBF_1B>0.1,(SUMIFS(GH!AC$184:AC$207,GH!$D$184:$D$207,V_GH!$AT$212,V_GH!$L$184:$L$207,\"x\")\n+SUMIFS(M_GH!AF$185:AF$208,M_GH!$D$185:$D$208,V_GH!$AT$212,V_GH!$AH$184:$AH$207,\"x\"))/EBF_1B,0)","v":{"v":0,"d":"0.00"}},{"$f":"IF(EBF_1B>0.1,(SUMIFS(GH!AD$184:AD$207,GH!$D$184:$D$207,V_GH!$AT$212,V_GH!$L$184:$L$207,\"x\")\n+SUMIFS(M_GH!AG$185:AG$208,M_GH!$D$185:$D$208,V_GH!$AT$212,V_GH!$AH$184:$AH$207,\"x\"))/EBF_1B,0)","v":{"v":0,"d":"0.00"}}]
[{"$nulls":45}," Total",{"$f":"SUM(AU244:AU247)","v":{"v":0,"d":"0.00"}},{"$f":"SUM(AV244:AV247)","v":{"v":0,"d":"0.00"}},{"v":0,"d":"0.00"},{"v":0,"d":"0.00"},{"v":0,"d":"0.00"},{"v":0,"d":"0.00"},{"v":0,"d":"0.00"},{"v":0,"d":"0.00"},{"v":0,"d":"0.00"},{"v":0,"d":"0.00"},{"v":0,"d":"0.00"},{"v":0,"d":"0.00"},{"v":0,"d":"0.00"}]
[]
[{"$nulls":45},{"$f":"Kat_2","v":0}]
[{"$nulls":45}," gegen aussen",{"$f":"IF(EBF_2B>0.1,(SUMIFS(GH!R$10:R$97,GH!$D$10:$D$97,V_GH!$AT$219,V_GH!$L$10:$L$97,\"x\")\n+SUMIFS(M_GH!U$11:U$98,M_GH!$D$11:$D$98,V_GH!$AT$219,V_GH!$AH$10:$AH$97,\"x\"))/EBF_2B,0)","v":{"v":0,"d":"0.00"}},{"$f":"IF(EBF_2B>0.1,(SUMIFS(GH!S$10:S$97,GH!$D$10:$D$97,V_GH!$AT$219,V_GH!$L$10:$L$97,\"x\")\n+SUMIFS(M_GH!V$11:V$98,M_GH!$D$11:$D$98,V_GH!$AT$219,V_GH!$AH$10:$AH$97,\"x\"))/EBF_2B,0)","v":{"v":0,"d":"0.00"}},{"$f":"IF(EBF_2B>0.1,(SUMIFS(GH!T$10:T$97,GH!$D$10:$D$97,V_GH!$AT$219,V_GH!$L$10:$L$97,\"x\")\n+SUMIFS(M_GH!W$11:W$98,M_GH!$D$11:$D$98,V_GH!$AT$219,V_GH!$AH$10:$AH$97,\"x\"))/EBF_2B,0)","v":{"v":0,"d":"0.00"}},{"$f":"IF(EBF_2B>0.1,(SUMIFS(GH!U$10:U$97,GH!$D$10:$D$97,V_GH!$AT$219,V_GH!$L$10:$L$97,\"x\")\n+SUMIFS(M_GH!X$11:X$98,M_GH!$D$11:$D$98,V_GH!$AT$219,V_GH!$AH$10:$AH$97,\"x\"))/EBF_2B,0)","v":{"v":0,"d":"0.00"}},{"$f":"IF(EBF_2B>0.1,(SUMIFS(GH!V$10:V$97,GH!$D$10:$D$97,V_GH!$AT$219,V_GH!$L$10:$L$97,\"x\")\n+SUMIFS(M_GH!Y$11:Y$98,M_GH!$D$11:$D$98,V_GH!$AT$219,V_GH!$AH$10:$AH$97,\"x\"))/EBF_2B,0)","v":{"v":0,"d":"0.00"}},{"$f":"IF(EBF_2B>0.1,(SUMIFS(GH!W$10:W$97,GH!$D$10:$D$97,V_GH!$AT$219,V_GH!$L$10:$L$97,\"x\")\n+SUMIFS(M_GH!Z$11:Z$98,M_GH!$D$11:$D$98,V_GH!$AT$219,V_GH!$AH$10:$AH$97,\"x\"))/EBF_2B,0)","v":{"v":0,"d":"0.00"}},{"$f":"IF(EBF_2B>0.1,(SUMIFS(GH!X$10:X$97,GH!$D$10:$D$97,V_GH!$AT$219,V_GH!$L$10:$L$97,\"x\")\n+SUMIFS(M_GH!AA$11:AA$98,M_GH!$D$11:$D$98,V_GH!$AT$219,V_GH!$AH$10:$AH$97,\"x\"))/EBF_2B,0)","v":{"v":0,"d":"0.00"}},{"$f":"IF(EBF_2B>0.1,(SUMIFS(GH!Y$10:Y$97,GH!$D$10:$D$97,V_GH!$AT$219,V_GH!$L$10:$L$97,\"x\")\n+SUMIFS(M_GH!AB$11:AB$98,M_GH!$D$11:$D$98,V_GH!$AT$219,V_GH!$AH$10:$AH$97,\"x\"))/EBF_2B,0)","v":{"v":0,"d":"0.00"}},{"$f":"IF(EBF_2B>0.1,(SUMIFS(GH!Z$10:Z$97,GH!$D$10:$D$97,V_GH!$AT$219,V_GH!$L$10:$L$97,\"x\")\n+SUMIFS(M_GH!AC$11:AC$98,M_GH!$D$11:$D$98,V_GH!$AT$219,V_GH!$AH$10:$AH$97,\"x\"))/EBF_2B,0)","v":{"v":0,"d":"0.00"}},{"$f":"IF(EBF_2B>0.1,(SUMIFS(GH!AA$10:AA$97,GH!$D$10:$D$97,V_GH!$AT$219,V_GH!$L$10:$L$97,\"x\")\n+SUMIFS(M_GH!AD$11:AD$98,M_GH!$D$11:$D$98,V_GH!$AT$219,V_GH!$AH$10:$AH$97,\"x\"))/EBF_2B,0)","v":{"v":0,"d":"0.00"}},{"$f":"IF(EBF_2B>0.1,(SUMIFS(GH!AB$10:AB$97,GH!$D$10:$D$97,V_GH!$AT$219,V_GH!$L$10:$L$97,\"x\")\n+SUMIFS(M_GH!AE$11:AE$98,M_GH!$D$11:$D$98,V_GH!$AT$219,V_GH!$AH$10:$AH$97,\"x\"))/EBF_2B,0)","v":{"v":0,"d":"0.00"}},{"$f":"IF(EBF_2B>0.1,(SUMIFS(GH!AC$10:AC$97,GH!$D$10:$D$97,V_GH!$AT$219,V_GH!$L$10:$L$97,\"x\")\n+SUMIFS(M_GH!AF$11:AF$98,M_GH!$D$11:$D$98,V_GH!$AT$219,V_GH!$AH$10:$AH$97,\"x\"))/EBF_2B,0)","v":{"v":0,"d":"0.00"}},{"$f":"IF(EBF_2B>0.1,(SUMIFS(GH!AD$10:AD$97,GH!$D$10:$D$97,V_GH!$AT$219,V_GH!$L$10:$L$97,\"x\")\n+SUMIFS(M_GH!AG$11:AG$98,M_GH!$D$11:$D$98,V_GH!$AT$219,V_GH!$AH$10:$AH$97,\"x\"))/EBF_2B,0)","v":{"v":0,"d":"0.00"}},{"$f":"IF(EBF_2B>0.1,(SUMIFS(GH!AE$48:AE$77,GH!$D$48:$D$77,V_GH!$AT$219,V_GH!$L$48:$L$77,\"x\")\n+SUMIFS(M_GH!AH$49:AH$78,M_GH!$D$49:$D$78,V_GH!$AT$219,V_GH!$AH$48:$AH$77,\"x\"))/EBF_2B,0)","v":{"v":0,"d":"0.00"}},{"$f":"IF(EBF_2B>0.1,(SUMIFS(GH!AF$48:AF$77,GH!$D$48:$D$77,V_GH!$AT$219,V_GH!$L$48:$L$77,\"x\")\n+SUMIFS(M_GH!AI$49:AI$78,M_GH!$D$49:$D$78,V_GH!$AT$219,V_GH!$AH$48:$AH$77,\"x\"))/EBF_2B,0)","v":{"v":0,"d":"0.00"}},{"$f":"IF(EBF_2B>0.1,(SUMIFS(GH!AG$48:AG$77,GH!$D$48:$D$77,V_GH!$AT$219,V_GH!$L$48:$L$77,\"x\")\n+SUMIFS(M_GH!AJ$49:AJ$78,M_GH!$D$49:$D$78,V_GH!$AT$219,V_GH!$AH$48:$AH$77,\"x\"))/EBF_2B,0)","v":{"v":0,"d":"0.00"}},{"$f":"IF(EBF_2B>0.1,(SUMIFS(GH!AH$48:AH$77,GH!$D$48:$D$77,V_GH!$AT$219,V_GH!$L$48:$L$77,\"x\")\n+SUMIFS(M_GH!AK$49:AK$78,M_GH!$D$49:$D$78,V_GH!$AT$219,V_GH!$AH$48:$AH$77,\"x\"))/EBF_2B,0)","v":{"v":0,"d":"0.00"}},{"$f":"IF(EBF_2B>0.1,(SUMIFS(GH!AI$48:AI$77,GH!$D$48:$D$77,V_GH!$AT$219,V_GH!$L$48:$L$77,\"x\")\n+SUMIFS(M_GH!AL$49:AL$78,M_GH!$D$49:$D$78,V_GH!$AT$219,V_GH!$AH$48:$AH$77,\"x\"))/EBF_2B,0)","v":{"v":0,"d":"0.00"}},{"$f":"IF(EBF_2B>0.1,(SUMIFS(GH!AJ$48:AJ$77,GH!$D$48:$D$77,V_GH!$AT$219,V_GH!$L$48:$L$77,\"x\")\n+SUMIFS(M_GH!AM$49:AM$78,M_GH!$D$49:$D$78,V_GH!$AT$219,V_GH!$AH$48:$AH$77,\"x\"))/EBF_2B,0)","v":{"v":0,"d":"0.00"}},{"$f":"IF(EBF_2B>0.1,(SUMIFS(GH!AK$48:AK$77,GH!$D$48:$D$77,V_GH!$AT$219,V_GH!$L$48:$L$77,\"x\")\n+SUMIFS(M_GH!AN$49:AN$78,M_GH!$D$49:$D$78,V_GH!$AT$219,V_GH!$AH$48:$AH$77,\"x\"))/EBF_2B,0)","v":{"v":0,"d":"0.00"}},{"$f":"IF(EBF_2B>0.1,(SUMIFS(GH!AL$48:AL$77,GH!$D$48:$D$77,V_GH!$AT$219,V_GH!$L$48:$L$77,\"x\")\n+SUMIFS(M_GH!AO$49:AO$78,M_GH!$D$49:$D$78,V_GH!$AT$219,V_GH!$AH$48:$AH$77,\"x\"))/EBF_2B,0)","v":{"v":0,"d":"0.00"}},{"$f":"IF(EBF_2B>0.1,(SUMIFS(GH!AM$48:AM$77,GH!$D$48:$D$77,V_GH!$AT$219,V_GH!$L$48:$L$77,\"x\")\n+SUMIFS(M_GH!AP$49:AP$78,M_GH!$D$49:$D$78,V_GH!$AT$219,V_GH!$AH$48:$AH$77,\"x\"))/EBF_2B,0)","v":{"v":0,"d":"0.00"}},{"$f":"IF(EBF_2B>0.1,(SUMIFS(GH!AN$48:AN$77,GH!$D$48:$D$77,V_GH!$AT$219,V_GH!$L$48:$L$77,\"x\")\n+SUMIFS(M_GH!AQ$49:AQ$78,M_GH!$D$49:$D$78,V_GH!$AT$219,V_GH!$AH$48:$AH$77,\"x\"))/EBF_2B,0)","v":{"v":0,"d":"0.00"}},{"$f":"IF(EBF_2B>0.1,(SUMIFS(GH!AO$48:AO$77,GH!$D$48:$D$77,V_GH!$AT$219,V_GH!$L$48:$L$77,\"x\")\n+SUMIFS(M_GH!AR$49:AR$78,M_GH!$D$49:$D$78,V_GH!$AT$219,V_GH!$AH$48:$AH$77,\"x\"))/EBF_2B,0)","v":{"v":0,"d":"0.00"}},{"$f":"IF(EBF_2B>0.1,(SUMIFS(GH!AP$48:AP$77,GH!$D$48:$D$77,V_GH!$AT$219,V_GH!$L$48:$L$77,\"x\")\n+SUMIFS(M_GH!AS$49:AS$78,M_GH!$D$49:$D$78,V_GH!$AT$219,V_GH!$AH$48:$AH$77,\"x\"))/EBF_2B,0)","v":{"v":0,"d":"0.00"}},{"$f":"SUM(BH251:BS251)","v":{"v":0,"d":"0.00"}}]
[{"$nulls":45}," gegen unbeh./erde",{"$f":"IF(EBF_2B>0.1,(SUMIFS(GH!R$104:R$149,GH!$D$104:$D$149,V_GH!$AT$219,V_GH!$L$104:$L$149,\"x\")\n+SUMIFS(M_GH!U$105:U$150,M_GH!$D$105:$D$150,V_GH!$AT$219,V_GH!$AH$104:$AH$149,\"x\"))/EBF_2B,0)","v":{"v":0,"d":"0.00"}},{"$f":"IF(EBF_2B>0.1,(SUMIFS(GH!S$104:S$149,GH!$D$104:$D$149,V_GH!$AT$219,V_GH!$L$104:$L$149,\"x\")\n+SUMIFS(M_GH!V$105:V$150,M_GH!$D$105:$D$150,V_GH!$AT$219,V_GH!$AH$104:$AH$149,\"x\"))/EBF_2B,0)","v":{"v":0,"d":"0.00"}},{"$f":"IF(EBF_2B>0.1,(SUMIFS(GH!T$104:T$149,GH!$D$104:$D$149,V_GH!$AT$219,V_GH!$L$104:$L$149,\"x\")\n+SUMIFS(M_GH!W$105:W$150,M_GH!$D$105:$D$150,V_GH!$AT$219,V_GH!$AH$104:$AH$149,\"x\"))/EBF_2B,0)","v":{"v":0,"d":"0.00"}},{"$f":"IF(EBF_2B>0.1,(SUMIFS(GH!U$104:U$149,GH!$D$104:$D$149,V_GH!$AT$219,V_GH!$L$104:$L$149,\"x\")\n+SUMIFS(M_GH!X$105:X$150,M_GH!$D$105:$D$150,V_GH!$AT$219,V_GH!$AH$104:$AH$149,\"x\"))/EBF_2B,0)","v":{"v":0,"d":"0.00"}},{"$f":"IF(EBF_2B>0.1,(SUMIFS(GH!V$104:V$149,GH!$D$104:$D$149,V_GH!$AT$219,V_GH!$L$104:$L$149,\"x\")\n+SUMIFS(M_GH!Y$105:Y$150,M_GH!$D$105:$D$150,V_GH!$AT$219,V_GH!$AH$104:$AH$149,\"x\"))/EBF_2B,0)","v":{"v":0,"d":"0.00"}},{"$f":"IF(EBF_2B>0.1,(SUMIFS(GH!W$104:W$149,GH!$D$104:$D$149,V_GH!$AT$219,V_GH!$L$104:$L$149,\"x\")\n+SUMIFS(M_GH!Z$105:Z$150,M_GH!$D$105:$D$150,V_GH!$AT$219,V_GH!$AH$104:$AH$149,\"x\"))/EBF_2B,0)","v":{"v":0,"d":"0.00"}},{"$f":"IF(EBF_2B>0.1,(SUMIFS(GH!X$104:X$149,GH!$D$104:$D$149,V_GH!$AT$219,V_GH!$L$104:$L$149,\"x\")\n+SUMIFS(M_GH!AA$105:AA$150,M_GH!$D$105:$D$150,V_GH!$AT$219,V_GH!$AH$104:$AH$149,\"x\"))/EBF_2B,0)","v":{"v":0,"d":"0.00"}},{"$f":"IF(EBF_2B>0.1,(SUMIFS(GH!Y$104:Y$149,GH!$D$104:$D$149,V_GH!$AT$219,V_GH!$L$104:$L$149,\"x\")\n+SUMIFS(M_GH!AB$105:AB$150,M_GH!$D$105:$D$150,V_GH!$AT$219,V_GH!$AH$104:$AH$149,\"x\"))/EBF_2B,0)","v":{"v":0,"d":"0.00"}},{"$f":"IF(EBF_2B>0.1,(SUMIFS(GH!Z$104:Z$149,GH!$D$104:$D$149,V_GH!$AT$219,V_GH!$L$104:$L$149,\"x\")\n+SUMIFS(M_GH!AC$105:AC$150,M_GH!$D$105:$D$150,V_GH!$AT$219,V_GH!$AH$104:$AH$149,\"x\"))/EBF_2B,0)","v":{"v":0,"d":"0.00"}},{"$f":"IF(EBF_2B>0.1,(SUMIFS(GH!AA$104:AA$149,GH!$D$104:$D$149,V_GH!$AT$219,V_GH!$L$104:$L$149,\"x\")\n+SUMIFS(M_GH!AD$105:AD$150,M_GH!$D$105:$D$150,V_GH!$AT$219,V_GH!$AH$104:$AH$149,\"x\"))/EBF_2B,0)","v":{"v":0,"d":"0.00"}},{"$f":"IF(EBF_2B>0.1,(SUMIFS(GH!AB$104:AB$149,GH!$D$104:$D$149,V_GH!$AT$219,V_GH!$L$104:$L$149,\"x\")\n+SUMIFS(M_GH!AE$105:AE$150,M_GH!$D$105:$D$150,V_GH!$AT$219,V_GH!$AH$104:$AH$149,\"x\"))/EBF_2B,0)","v":{"v":0,"d":"0.00"}},{"$f":"IF(EBF_2B>0.1,(SUMIFS(GH!AC$104:AC$149,GH!$D$104:$D$149,V_GH!$AT$219,V_GH!$L$104:$L$149,\"x\")\n+SUMIFS(M_GH!AF$105:AF$150,M_GH!$D$105:$D$150,V_GH!$AT$219,V_GH!$AH$104:$AH$149,\"x\"))/EBF_2B,0)","v":{"v":0,"d":"0.00"}},{"$f":"IF(EBF_2B>0.1,(SUMIFS(GH!AD$104:AD$149,GH!$D$104:$D$149,V_GH!$AT$219,V_GH!$L$104:$L$149,\"x\")\n+SUMIFS(M_GH!AG$105:AG$150,M_GH!$D$105:$D$150,V_GH!$AT$219,V_GH!$AH$104:$AH$149,\"x\"))/EBF_2B,0)","v":{"v":0,"d":"0.00"}}]
[{"$nulls":45}," wärmebrücken",{"$f":"IF(EBF_2B>0.1,(SUMIFS(GH!R$157:R$177,GH!$D$157:$D$177,V_GH!$AT$219,V_GH!$L$157:$L$177,\"x\")\n+SUMIFS(M_GH!U$158:U$178,M_GH!$D$158:$D$178,V_GH!$AT$219,V_GH!$AH$157:$AH$177,\"x\"))/EBF_2B,0)","v":{"v":0,"d":"0.00"}},{"$f":"IF(EBF_2B>0.1,(SUMIFS(GH!S$157:S$177,GH!$D$157:$D$177,V_GH!$AT$219,V_GH!$L$157:$L$177,\"x\")\n+SUMIFS(M_GH!V$158:V$178,M_GH!$D$158:$D$178,V_GH!$AT$219,V_GH!$AH$157:$AH$177,\"x\"))/EBF_2B,0)","v":{"v":0,"d":"0.00"}},{"$f":"IF(EBF_2B>0.1,(SUMIFS(GH!T$157:T$177,GH!$D$157:$D$177,V_GH!$AT$219,V_GH!$L$157:$L$177,\"x\")\n+SUMIFS(M_GH!W$158:W$178,M_GH!$D$158:$D$178,V_GH!$AT$219,V_GH!$AH$157:$AH$177,\"x\"))/EBF_2B,0)","v":{"v":0,"d":"0.00"}},{"$f":"IF(EBF_2B>0.1,(SUMIFS(GH!U$157:U$177,GH!$D$157:$D$177,V_GH!$AT$219,V_GH!$L$157:$L$177,\"x\")\n+SUMIFS(M_GH!X$158:X$178,M_GH!$D$158:$D$178,V_GH!$AT$219,V_GH!$AH$157:$AH$177,\"x\"))/EBF_2B,0)","v":{"v":0,"d":"0.00"}},{"$f":"IF(EBF_2B>0.1,(SUMIFS(GH!V$157:V$177,GH!$D$157:$D$177,V_GH!$AT$219,V_GH!$L$157:$L$177,\"x\")\n+SUMIFS(M_GH!Y$158:Y$178,M_GH!$D$158:$D$178,V_GH!$AT$219,V_GH!$AH$157:$AH$177,\"x\"))/EBF_2B,0)","v":{"v":0,"d":"0.00"}},{"$f":"IF(EBF_2B>0.1,(SUMIFS(GH!W$157:W$177,GH!$D$157:$D$177,V_GH!$AT$219,V_GH!$L$157:$L$177,\"x\")\n+SUMIFS(M_GH!Z$158:Z$178,M_GH!$D$158:$D$178,V_GH!$AT$219,V_GH!$AH$157:$AH$177,\"x\"))/EBF_2B,0)","v":{"v":0,"d":"0.00"}},{"$f":"IF(EBF_2B>0.1,(SUMIFS(GH!X$157:X$177,GH!$D$157:$D$177,V_GH!$AT$219,V_GH!$L$157:$L$177,\"x\")\n+SUMIFS(M_GH!AA$158:AA$178,M_GH!$D$158:$D$178,V_GH!$AT$219,V_GH!$AH$157:$AH$177,\"x\"))/EBF_2B,0)","v":{"v":0,"d":"0.00"}},{"$f":"IF(EBF_2B>0.1,(SUMIFS(GH!Y$157:Y$177,GH!$D$157:$D$177,V_GH!$AT$219,V_GH!$L$157:$L$177,\"x\")\n+SUMIFS(M_GH!AB$158:AB$178,M_GH!$D$158:$D$178,V_GH!$AT$219,V_GH!$AH$157:$AH$177,\"x\"))/EBF_2B,0)","v":{"v":0,"d":"0.00"}},{"$f":"IF(EBF_2B>0.1,(SUMIFS(GH!Z$157:Z$177,GH!$D$157:$D$177,V_GH!$AT$219,V_GH!$L$157:$L$177,\"x\")\n+SUMIFS(M_GH!AC$158:AC$178,M_GH!$D$158:$D$178,V_GH!$AT$219,V_GH!$AH$157:$AH$177,\"x\"))/EBF_2B,0)","v":{"v":0,"d":"0.00"}},{"$f":"IF(EBF_2B>0.1,(SUMIFS(GH!AA$157:AA$177,GH!$D$157:$D$177,V_GH!$AT$219,V_GH!$L$157:$L$177,\"x\")\n+SUMIFS(M_GH!AD$158:AD$178,M_GH!$D$158:$D$178,V_GH!$AT$219,V_GH!$AH$157:$AH$177,\"x\"))/EBF_2B,0)","v":{"v":0,"d":"0.00"}},{"$f":"IF(EBF_2B>0.1,(SUMIFS(GH!AB$157:AB$177,GH!$D$157:$D$177,V_GH!$AT$219,V_GH!$L$157:$L$177,\"x\")\n+SUMIFS(M_GH!AE$158:AE$178,M_GH!$D$158:$D$178,V_GH!$AT$219,V_GH!$AH$157:$AH$177,\"x\"))/EBF_2B,0)","v":{"v":0,"d":"0.00"}},{"$f":"IF(EBF_2B>0.1,(SUMIFS(GH!AC$157:AC$177,GH!$D$157:$D$177,V_GH!$AT$219,V_GH!$L$157:$L$177,\"x\")\n+SUMIFS(M_GH!AF$158:AF$178,M_GH!$D$158:$D$178,V_GH!$AT$219,V_GH!$AH$157:$AH$177,\"x\"))/EBF_2B,0)","v":{"v":0,"d":"0.00"}},{"$f":"IF(EBF_2B>0.1,(SUMIFS(GH!AD$157:AD$177,GH!$D$157:$D$177,V_GH!$AT$219,V_GH!$L$157:$L$177,\"x\")\n+SUMIFS(M_GH!AG$158:AG$178,M_GH!$D$158:$D$178,V_GH!$AT$219,V_GH!$AH$157:$AH$177,\"x\"))/EBF_2B,0)","v":{"v":0,"d":"0.00"}}]
[{"$nulls":45}," gegen innen",{"$f":"IF(EBF_2B>0.1,(SUMIFS(GH!R$184:R$207,GH!$D$184:$D$207,V_GH!$AT$219,V_GH!$L$184:$L$207,\"x\")\n+SUMIFS(M_GH!U$185:U$208,M_GH!$D$185:$D$208,V_GH!$AT$219,V_GH!$AH$184:$AH$207,\"x\"))/EBF_2B,0)","v":{"v":0,"d":"0.00"}},{"$f":"IF(EBF_2B>0.1,(SUMIFS(GH!S$184:S$207,GH!$D$184:$D$207,V_GH!$AT$219,V_GH!$L$184:$L$207,\"x\")\n+SUMIFS(M_GH!V$185:V$208,M_GH!$D$185:$D$208,V_GH!$AT$219,V_GH!$AH$184:$AH$207,\"x\"))/EBF_2B,0)","v":{"v":0,"d":"0.00"}},{"$f":"IF(EBF_2B>0.1,(SUMIFS(GH!T$184:T$207,GH!$D$184:$D$207,V_GH!$AT$219,V_GH!$L$184:$L$207,\"x\")\n+SUMIFS(M_GH!W$185:W$208,M_GH!$D$185:$D$208,V_GH!$AT$219,V_GH!$AH$184:$AH$207,\"x\"))/EBF_2B,0)","v":{"v":0,"d":"0.00"}},{"$f":"IF(EBF_2B>0.1,(SUMIFS(GH!U$184:U$207,GH!$D$184:$D$207,V_GH!$AT$219,V_GH!$L$184:$L$207,\"x\")\n+SUMIFS(M_GH!X$185:X$208,M_GH!$D$185:$D$208,V_GH!$AT$219,V_GH!$AH$184:$AH$207,\"x\"))/EBF_2B,0)","v":{"v":0,"d":"0.00"}},{"$f":"IF(EBF_2B>0.1,(SUMIFS(GH!V$184:V$207,GH!$D$184:$D$207,V_GH!$AT$219,V_GH!$L$184:$L$207,\"x\")\n+SUMIFS(M_GH!Y$185:Y$208,M_GH!$D$185:$D$208,V_GH!$AT$219,V_GH!$AH$184:$AH$207,\"x\"))/EBF_2B,0)","v":{"v":0,"d":"0.00"}},{"$f":"IF(EBF_2B>0.1,(SUMIFS(GH!W$184:W$207,GH!$D$184:$D$207,V_GH!$AT$219,V_GH!$L$184:$L$207,\"x\")\n+SUMIFS(M_GH!Z$185:Z$208,M_GH!$D$185:$D$208,V_GH!$AT$219,V_GH!$AH$184:$AH$207,\"x\"))/EBF_2B,0)","v":{"v":0,"d":"0.00"}},{"$f":"IF(EBF_2B>0.1,(SUMIFS(GH!X$184:X$207,GH!$D$184:$D$207,V_GH!$AT$219,V_GH!$L$184:$L$207,\"x\")\n+SUMIFS(M_GH!AA$185:AA$208,M_GH!$D$185:$D$208,V_GH!$AT$219,V_GH!$AH$184:$AH$207,\"x\"))/EBF_2B,0)","v":{"v":0,"d":"0.00"}},{"$f":"IF(EBF_2B>0.1,(SUMIFS(GH!Y$184:Y$207,GH!$D$184:$D$207,V_GH!$AT$219,V_GH!$L$184:$L$207,\"x\")\n+SUMIFS(M_GH!AB$185:AB$208,M_GH!$D$185:$D$208,V_GH!$AT$219,V_GH!$AH$184:$AH$207,\"x\"))/EBF_2B,0)","v":{"v":0,"d":"0.00"}},{"$f":"IF(EBF_2B>0.1,(SUMIFS(GH!Z$184:Z$207,GH!$D$184:$D$207,V_GH!$AT$219,V_GH!$L$184:$L$207,\"x\")\n+SUMIFS(M_GH!AC$185:AC$208,M_GH!$D$185:$D$208,V_GH!$AT$219,V_GH!$AH$184:$AH$207,\"x\"))/EBF_2B,0)","v":{"v":0,"d":"0.00"}},{"$f":"IF(EBF_2B>0.1,(SUMIFS(GH!AA$184:AA$207,GH!$D$184:$D$207,V_GH!$AT$219,V_GH!$L$184:$L$207,\"x\")\n+SUMIFS(M_GH!AD$185:AD$208,M_GH!$D$185:$D$208,V_GH!$AT$219,V_GH!$AH$184:$AH$207,\"x\"))/EBF_2B,0)","v":{"v":0,"d":"0.00"}},{"$f":"IF(EBF_2B>0.1,(SUMIFS(GH!AB$184:AB$207,GH!$D$184:$D$207,V_GH!$AT$219,V_GH!$L$184:$L$207,\"x\")\n+SUMIFS(M_GH!AE$185:AE$208,M_GH!$D$185:$D$208,V_GH!$AT$219,V_GH!$AH$184:$AH$207,\"x\"))/EBF_2B,0)","v":{"v":0,"d":"0.00"}},{"$f":"IF(EBF_2B>0.1,(SUMIFS(GH!AC$184:AC$207,GH!$D$184:$D$207,V_GH!$AT$219,V_GH!$L$184:$L$207,\"x\")\n+SUMIFS(M_GH!AF$185:AF$208,M_GH!$D$185:$D$208,V_GH!$AT$219,V_GH!$AH$184:$AH$207,\"x\"))/EBF_2B,0)","v":{"v":0,"d":"0.00"}},{"$f":"IF(EBF_2B>0.1,(SUMIFS(GH!AD$184:AD$207,GH!$D$184:$D$207,V_GH!$AT$219,V_GH!$L$184:$L$207,\"x\")\n+SUMIFS(M_GH!AG$185:AG$208,M_GH!$D$185:$D$208,V_GH!$AT$219,V_GH!$AH$184:$AH$207,\"x\"))/EBF_2B,0)","v":{"v":0,"d":"0.00"}}]
[{"$nulls":45}," Total",{"$f":"SUM(AU251:AU254)","v":{"v":0,"d":"0.00"}},{"$f":"SUM(AV251:AV254)","v":{"v":0,"d":"0.00"}},{"v":0,"d":"0.00"},{"v":0,"d":"0.00"},{"v":0,"d":"0.00"},{"v":0,"d":"0.00"},{"v":0,"d":"0.00"},{"v":0,"d":"0.00"},{"v":0,"d":"0.00"},{"v":0,"d":"0.00"},{"v":0,"d":"0.00"},{"v":0,"d":"0.00"},{"v":0,"d":"0.00"}]
[]
[{"$nulls":45},{"$f":"Kat_3","v":0}]
[{"$nulls":45}," gegen aussen",{"$f":"IF(EBF_3B>0.1,(SUMIFS(GH!R$10:R$97,GH!$D$10:$D$97,V_GH!$AT$226,V_GH!$L$10:$L$97,\"x\")\n+SUMIFS(M_GH!U$11:U$98,M_GH!$D$11:$D$98,V_GH!$AT$226,V_GH!$AH$10:$AH$97,\"x\"))/EBF_3B,0)","v":{"v":0,"d":"0.00"}},{"$f":"IF(EBF_3B>0.1,(SUMIFS(GH!S$10:S$97,GH!$D$10:$D$97,V_GH!$AT$226,V_GH!$L$10:$L$97,\"x\")\n+SUMIFS(M_GH!V$11:V$98,M_GH!$D$11:$D$98,V_GH!$AT$226,V_GH!$AH$10:$AH$97,\"x\"))/EBF_3B,0)","v":{"v":0,"d":"0.00"}},{"$f":"IF(EBF_3B>0.1,(SUMIFS(GH!T$10:T$97,GH!$D$10:$D$97,V_GH!$AT$226,V_GH!$L$10:$L$97,\"x\")\n+SUMIFS(M_GH!W$11:W$98,M_GH!$D$11:$D$98,V_GH!$AT$226,V_GH!$AH$10:$AH$97,\"x\"))/EBF_3B,0)","v":{"v":0,"d":"0.00"}},{"$f":"IF(EBF_3B>0.1,(SUMIFS(GH!U$10:U$97,GH!$D$10:$D$97,V_GH!$AT$226,V_GH!$L$10:$L$97,\"x\")\n+SUMIFS(M_GH!X$11:X$98,M_GH!$D$11:$D$98,V_GH!$AT$226,V_GH!$AH$10:$AH$97,\"x\"))/EBF_3B,0)","v":{"v":0,"d":"0.00"}},{"$f":"IF(EBF_3B>0.1,(SUMIFS(GH!V$10:V$97,GH!$D$10:$D$97,V_GH!$AT$226,V_GH!$L$10:$L$97,\"x\")\n+SUMIFS(M_GH!Y$11:Y$98,M_GH!$D$11:$D$98,V_GH!$AT$226,V_GH!$AH$10:$AH$97,\"x\"))/EBF_3B,0)","v":{"v":0,"d":"0.00"}},{"$f":"IF(EBF_3B>0.1,(SUMIFS(GH!W$10:W$97,GH!$D$10:$D$97,V_GH!$AT$226,V_GH!$L$10:$L$97,\"x\")\n+SUMIFS(M_GH!Z$11:Z$98,M_GH!$D$11:$D$98,V_GH!$AT$226,V_GH!$AH$10:$AH$97,\"x\"))/EBF_3B,0)","v":{"v":0,"d":"0.00"}},{"$f":"IF(EBF_3B>0.1,(SUMIFS(GH!X$10:X$97,GH!$D$10:$D$97,V_GH!$AT$226,V_GH!$L$10:$L$97,\"x\")\n+SUMIFS(M_GH!AA$11:AA$98,M_GH!$D$11:$D$98,V_GH!$AT$226,V_GH!$AH$10:$AH$97,\"x\"))/EBF_3B,0)","v":{"v":0,"d":"0.00"}},{"$f":"IF(EBF_3B>0.1,(SUMIFS(GH!Y$10:Y$97,GH!$D$10:$D$97,V_GH!$AT$226,V_GH!$L$10:$L$97,\"x\")\n+SUMIFS(M_GH!AB$11:AB$98,M_GH!$D$11:$D$98,V_GH!$AT$226,V_GH!$AH$10:$AH$97,\"x\"))/EBF_3B,0)","v":{"v":0,"d":"0.00"}},{"$f":"IF(EBF_3B>0.1,(SUMIFS(GH!Z$10:Z$97,GH!$D$10:$D$97,V_GH!$AT$226,V_GH!$L$10:$L$97,\"x\")\n+SUMIFS(M_GH!AC$11:AC$98,M_GH!$D$11:$D$98,V_GH!$AT$226,V_GH!$AH$10:$AH$97,\"x\"))/EBF_3B,0)","v":{"v":0,"d":"0.00"}},{"$f":"IF(EBF_3B>0.1,(SUMIFS(GH!AA$10:AA$97,GH!$D$10:$D$97,V_GH!$AT$226,V_GH!$L$10:$L$97,\"x\")\n+SUMIFS(M_GH!AD$11:AD$98,M_GH!$D$11:$D$98,V_GH!$AT$226,V_GH!$AH$10:$AH$97,\"x\"))/EBF_3B,0)","v":{"v":0,"d":"0.00"}},{"$f":"IF(EBF_3B>0.1,(SUMIFS(GH!AB$10:AB$97,GH!$D$10:$D$97,V_GH!$AT$226,V_GH!$L$10:$L$97,\"x\")\n+SUMIFS(M_GH!AE$11:AE$98,M_GH!$D$11:$D$98,V_GH!$AT$226,V_GH!$AH$10:$AH$97,\"x\"))/EBF_3B,0)","v":{"v":0,"d":"0.00"}},{"$f":"IF(EBF_3B>0.1,(SUMIFS(GH!AC$10:AC$97,GH!$D$10:$D$97,V_GH!$AT$226,V_GH!$L$10:$L$97,\"x\")\n+SUMIFS(M_GH!AF$11:AF$98,M_GH!$D$11:$D$98,V_GH!$AT$226,V_GH!$AH$10:$AH$97,\"x\"))/EBF_3B,0)","v":{"v":0,"d":"0.00"}},{"$f":"IF(EBF_3B>0.1,(SUMIFS(GH!AD$10:AD$97,GH!$D$10:$D$97,V_GH!$AT$226,V_GH!$L$10:$L$97,\"x\")\n+SUMIFS(M_GH!AG$11:AG$98,M_GH!$D$11:$D$98,V_GH!$AT$226,V_GH!$AH$10:$AH$97,\"x\"))/EBF_3B,0)","v":{"v":0,"d":"0.00"}},{"$f":"IF(EBF_3B>0.1,(SUMIFS(GH!AE$48:AE$77,GH!$D$48:$D$77,V_GH!$AT$226,V_GH!$L$48:$L$77,\"x\")\n+SUMIFS(M_GH!AH$49:AH$78,M_GH!$D$49:$D$78,V_GH!$AT$226,V_GH!$AH$48:$AH$77,\"x\"))/EBF_3B,0)","v":{"v":0,"d":"0.00"}},{"$f":"IF(EBF_3B>0.1,(SUMIFS(GH!AF$48:AF$77,GH!$D$48:$D$77,V_GH!$AT$226,V_GH!$L$48:$L$77,\"x\")\n+SUMIFS(M_GH!AI$49:AI$78,M_GH!$D$49:$D$78,V_GH!$AT$226,V_GH!$AH$48:$AH$77,\"x\"))/EBF_3B,0)","v":{"v":0,"d":"0.00"}},{"$f":"IF(EBF_3B>0.1,(SUMIFS(GH!AG$48:AG$77,GH!$D$48:$D$77,V_GH!$AT$226,V_GH!$L$48:$L$77,\"x\")\n+SUMIFS(M_GH!AJ$49:AJ$78,M_GH!$D$49:$D$78,V_GH!$AT$226,V_GH!$AH$48:$AH$77,\"x\"))/EBF_3B,0)","v":{"v":0,"d":"0.00"}},{"$f":"IF(EBF_3B>0.1,(SUMIFS(GH!AH$48:AH$77,GH!$D$48:$D$77,V_GH!$AT$226,V_GH!$L$48:$L$77,\"x\")\n+SUMIFS(M_GH!AK$49:AK$78,M_GH!$D$49:$D$78,V_GH!$AT$226,V_GH!$AH$48:$AH$77,\"x\"))/EBF_3B,0)","v":{"v":0,"d":"0.00"}},{"$f":"IF(EBF_3B>0.1,(SUMIFS(GH!AI$48:AI$77,GH!$D$48:$D$77,V_GH!$AT$226,V_GH!$L$48:$L$77,\"x\")\n+SUMIFS(M_GH!AL$49:AL$78,M_GH!$D$49:$D$78,V_GH!$AT$226,V_GH!$AH$48:$AH$77,\"x\"))/EBF_3B,0)","v":{"v":0,"d":"0.00"}},{"$f":"IF(EBF_3B>0.1,(SUMIFS(GH!AJ$48:AJ$77,GH!$D$48:$D$77,V_GH!$AT$226,V_GH!$L$48:$L$77,\"x\")\n+SUMIFS(M_GH!AM$49:AM$78,M_GH!$D$49:$D$78,V_GH!$AT$226,V_GH!$AH$48:$AH$77,\"x\"))/EBF_3B,0)","v":{"v":0,"d":"0.00"}},{"$f":"IF(EBF_3B>0.1,(SUMIFS(GH!AK$48:AK$77,GH!$D$48:$D$77,V_GH!$AT$226,V_GH!$L$48:$L$77,\"x\")\n+SUMIFS(M_GH!AN$49:AN$78,M_GH!$D$49:$D$78,V_GH!$AT$226,V_GH!$AH$48:$AH$77,\"x\"))/EBF_3B,0)","v":{"v":0,"d":"0.00"}},{"$f":"IF(EBF_3B>0.1,(SUMIFS(GH!AL$48:AL$77,GH!$D$48:$D$77,V_GH!$AT$226,V_GH!$L$48:$L$77,\"x\")\n+SUMIFS(M_GH!AO$49:AO$78,M_GH!$D$49:$D$78,V_GH!$AT$226,V_GH!$AH$48:$AH$77,\"x\"))/EBF_3B,0)","v":{"v":0,"d":"0.00"}},{"$f":"IF(EBF_3B>0.1,(SUMIFS(GH!AM$48:AM$77,GH!$D$48:$D$77,V_GH!$AT$226,V_GH!$L$48:$L$77,\"x\")\n+SUMIFS(M_GH!AP$49:AP$78,M_GH!$D$49:$D$78,V_GH!$AT$226,V_GH!$AH$48:$AH$77,\"x\"))/EBF_3B,0)","v":{"v":0,"d":"0.00"}},{"$f":"IF(EBF_3B>0.1,(SUMIFS(GH!AN$48:AN$77,GH!$D$48:$D$77,V_GH!$AT$226,V_GH!$L$48:$L$77,\"x\")\n+SUMIFS(M_GH!AQ$49:AQ$78,M_GH!$D$49:$D$78,V_GH!$AT$226,V_GH!$AH$48:$AH$77,\"x\"))/EBF_3B,0)","v":{"v":0,"d":"0.00"}},{"$f":"IF(EBF_3B>0.1,(SUMIFS(GH!AO$48:AO$77,GH!$D$48:$D$77,V_GH!$AT$226,V_GH!$L$48:$L$77,\"x\")\n+SUMIFS(M_GH!AR$49:AR$78,M_GH!$D$49:$D$78,V_GH!$AT$226,V_GH!$AH$48:$AH$77,\"x\"))/EBF_3B,0)","v":{"v":0,"d":"0.00"}},{"$f":"IF(EBF_3B>0.1,(SUMIFS(GH!AP$48:AP$77,GH!$D$48:$D$77,V_GH!$AT$226,V_GH!$L$48:$L$77,\"x\")\n+SUMIFS(M_GH!AS$49:AS$78,M_GH!$D$49:$D$78,V_GH!$AT$226,V_GH!$AH$48:$AH$77,\"x\"))/EBF_3B,0)","v":{"v":0,"d":"0.00"}},{"$f":"SUM(BH258:BS258)","v":{"v":0,"d":"0.00"}}]
[{"$nulls":45}," gegen unbeh./erde",{"$f":"IF(EBF_3B>0.1,(SUMIFS(GH!R$104:R$149,GH!$D$104:$D$149,V_GH!$AT$226,V_GH!$L$104:$L$149,\"x\")\n+SUMIFS(M_GH!U$105:U$150,M_GH!$D$105:$D$150,V_GH!$AT$226,V_GH!$AH$104:$AH$149,\"x\"))/EBF_3B,0)","v":{"v":0,"d":"0.00"}},{"$f":"IF(EBF_3B>0.1,(SUMIFS(GH!S$104:S$149,GH!$D$104:$D$149,V_GH!$AT$226,V_GH!$L$104:$L$149,\"x\")\n+SUMIFS(M_GH!V$105:V$150,M_GH!$D$105:$D$150,V_GH!$AT$226,V_GH!$AH$104:$AH$149,\"x\"))/EBF_3B,0)","v":{"v":0,"d":"0.00"}},{"$f":"IF(EBF_3B>0.1,(SUMIFS(GH!T$104:T$149,GH!$D$104:$D$149,V_GH!$AT$226,V_GH!$L$104:$L$149,\"x\")\n+SUMIFS(M_GH!W$105:W$150,M_GH!$D$105:$D$150,V_GH!$AT$226,V_GH!$AH$104:$AH$149,\"x\"))/EBF_3B,0)","v":{"v":0,"d":"0.00"}},{"$f":"IF(EBF_3B>0.1,(SUMIFS(GH!U$104:U$149,GH!$D$104:$D$149,V_GH!$AT$226,V_GH!$L$104:$L$149,\"x\")\n+SUMIFS(M_GH!X$105:X$150,M_GH!$D$105:$D$150,V_GH!$AT$226,V_GH!$AH$104:$AH$149,\"x\"))/EBF_3B,0)","v":{"v":0,"d":"0.00"}},{"$f":"IF(EBF_3B>0.1,(SUMIFS(GH!V$104:V$149,GH!$D$104:$D$149,V_GH!$AT$226,V_GH!$L$104:$L$149,\"x\")\n+SUMIFS(M_GH!Y$105:Y$150,M_GH!$D$105:$D$150,V_GH!$AT$226,V_GH!$AH$104:$AH$149,\"x\"))/EBF_3B,0)","v":{"v":0,"d":"0.00"}},{"$f":"IF(EBF_3B>0.1,(SUMIFS(GH!W$104:W$149,GH!$D$104:$D$149,V_GH!$AT$226,V_GH!$L$104:$L$149,\"x\")\n+SUMIFS(M_GH!Z$105:Z$150,M_GH!$D$105:$D$150,V_GH!$AT$226,V_GH!$AH$104:$AH$149,\"x\"))/EBF_3B,0)","v":{"v":0,"d":"0.00"}},{"$f":"IF(EBF_3B>0.1,(SUMIFS(GH!X$104:X$149,GH!$D$104:$D$149,V_GH!$AT$226,V_GH!$L$104:$L$149,\"x\")\n+SUMIFS(M_GH!AA$105:AA$150,M_GH!$D$105:$D$150,V_GH!$AT$226,V_GH!$AH$104:$AH$149,\"x\"))/EBF_3B,0)","v":{"v":0,"d":"0.00"}},{"$f":"IF(EBF_3B>0.1,(SUMIFS(GH!Y$104:Y$149,GH!$D$104:$D$149,V_GH!$AT$226,V_GH!$L$104:$L$149,\"x\")\n+SUMIFS(M_GH!AB$105:AB$150,M_GH!$D$105:$D$150,V_GH!$AT$226,V_GH!$AH$104:$AH$149,\"x\"))/EBF_3B,0)","v":{"v":0,"d":"0.00"}},{"$f":"IF(EBF_3B>0.1,(SUMIFS(GH!Z$104:Z$149,GH!$D$104:$D$149,V_GH!$AT$226,V_GH!$L$104:$L$149,\"x\")\n+SUMIFS(M_GH!AC$105:AC$150,M_GH!$D$105:$D$150,V_GH!$AT$226,V_GH!$AH$104:$AH$149,\"x\"))/EBF_3B,0)","v":{"v":0,"d":"0.00"}},{"$f":"IF(EBF_3B>0.1,(SUMIFS(GH!AA$104:AA$149,GH!$D$104:$D$149,V_GH!$AT$226,V_GH!$L$104:$L$149,\"x\")\n+SUMIFS(M_GH!AD$105:AD$150,M_GH!$D$105:$D$150,V_GH!$AT$226,V_GH!$AH$104:$AH$149,\"x\"))/EBF_3B,0)","v":{"v":0,"d":"0.00"}},{"$f":"IF(EBF_3B>0.1,(SUMIFS(GH!AB$104:AB$149,GH!$D$104:$D$149,V_GH!$AT$226,V_GH!$L$104:$L$149,\"x\")\n+SUMIFS(M_GH!AE$105:AE$150,M_GH!$D$105:$D$150,V_GH!$AT$226,V_GH!$AH$104:$AH$149,\"x\"))/EBF_3B,0)","v":{"v":0,"d":"0.00"}},{"$f":"IF(EBF_3B>0.1,(SUMIFS(GH!AC$104:AC$149,GH!$D$104:$D$149,V_GH!$AT$226,V_GH!$L$104:$L$149,\"x\")\n+SUMIFS(M_GH!AF$105:AF$150,M_GH!$D$105:$D$150,V_GH!$AT$226,V_GH!$AH$104:$AH$149,\"x\"))/EBF_3B,0)","v":{"v":0,"d":"0.00"}},{"$f":"IF(EBF_3B>0.1,(SUMIFS(GH!AD$104:AD$149,GH!$D$104:$D$149,V_GH!$AT$226,V_GH!$L$104:$L$149,\"x\")\n+SUMIFS(M_GH!AG$105:AG$150,M_GH!$D$105:$D$150,V_GH!$AT$226,V_GH!$AH$104:$AH$149,\"x\"))/EBF_3B,0)","v":{"v":0,"d":"0.00"}}]
[{"$nulls":45}," wärmebrücken",{"$f":"IF(EBF_3B>0.1,(SUMIFS(GH!R$157:R$177,GH!$D$157:$D$177,V_GH!$AT$226,V_GH!$L$157:$L$177,\"x\")\n+SUMIFS(M_GH!U$158:U$178,M_GH!$D$158:$D$178,V_GH!$AT$226,V_GH!$AH$157:$AH$177,\"x\"))/EBF_3B,0)","v":{"v":0,"d":"0.00"}},{"$f":"IF(EBF_3B>0.1,(SUMIFS(GH!S$157:S$177,GH!$D$157:$D$177,V_GH!$AT$226,V_GH!$L$157:$L$177,\"x\")\n+SUMIFS(M_GH!V$158:V$178,M_GH!$D$158:$D$178,V_GH!$AT$226,V_GH!$AH$157:$AH$177,\"x\"))/EBF_3B,0)","v":{"v":0,"d":"0.00"}},{"$f":"IF(EBF_3B>0.1,(SUMIFS(GH!T$157:T$177,GH!$D$157:$D$177,V_GH!$AT$226,V_GH!$L$157:$L$177,\"x\")\n+SUMIFS(M_GH!W$158:W$178,M_GH!$D$158:$D$178,V_GH!$AT$226,V_GH!$AH$157:$AH$177,\"x\"))/EBF_3B,0)","v":{"v":0,"d":"0.00"}},{"$f":"IF(EBF_3B>0.1,(SUMIFS(GH!U$157:U$177,GH!$D$157:$D$177,V_GH!$AT$226,V_GH!$L$157:$L$177,\"x\")\n+SUMIFS(M_GH!X$158:X$178,M_GH!$D$158:$D$178,V_GH!$AT$226,V_GH!$AH$157:$AH$177,\"x\"))/EBF_3B,0)","v":{"v":0,"d":"0.00"}},{"$f":"IF(EBF_3B>0.1,(SUMIFS(GH!V$157:V$177,GH!$D$157:$D$177,V_GH!$AT$226,V_GH!$L$157:$L$177,\"x\")\n+SUMIFS(M_GH!Y$158:Y$178,M_GH!$D$158:$D$178,V_GH!$AT$226,V_GH!$AH$157:$AH$177,\"x\"))/EBF_3B,0)","v":{"v":0,"d":"0.00"}},{"$f":"IF(EBF_3B>0.1,(SUMIFS(GH!W$157:W$177,GH!$D$157:$D$177,V_GH!$AT$226,V_GH!$L$157:$L$177,\"x\")\n+SUMIFS(M_GH!Z$158:Z$178,M_GH!$D$158:$D$178,V_GH!$AT$226,V_GH!$AH$157:$AH$177,\"x\"))/EBF_3B,0)","v":{"v":0,"d":"0.00"}},{"$f":"IF(EBF_3B>0.1,(SUMIFS(GH!X$157:X$177,GH!$D$157:$D$177,V_GH!$AT$226,V_GH!$L$157:$L$177,\"x\")\n+SUMIFS(M_GH!AA$158:AA$178,M_GH!$D$158:$D$178,V_GH!$AT$226,V_GH!$AH$157:$AH$177,\"x\"))/EBF_3B,0)","v":{"v":0,"d":"0.00"}},{"$f":"IF(EBF_3B>0.1,(SUMIFS(GH!Y$157:Y$177,GH!$D$157:$D$177,V_GH!$AT$226,V_GH!$L$157:$L$177,\"x\")\n+SUMIFS(M_GH!AB$158:AB$178,M_GH!$D$158:$D$178,V_GH!$AT$226,V_GH!$AH$157:$AH$177,\"x\"))/EBF_3B,0)","v":{"v":0,"d":"0.00"}},{"$f":"IF(EBF_3B>0.1,(SUMIFS(GH!Z$157:Z$177,GH!$D$157:$D$177,V_GH!$AT$226,V_GH!$L$157:$L$177,\"x\")\n+SUMIFS(M_GH!AC$158:AC$178,M_GH!$D$158:$D$178,V_GH!$AT$226,V_GH!$AH$157:$AH$177,\"x\"))/EBF_3B,0)","v":{"v":0,"d":"0.00"}},{"$f":"IF(EBF_3B>0.1,(SUMIFS(GH!AA$157:AA$177,GH!$D$157:$D$177,V_GH!$AT$226,V_GH!$L$157:$L$177,\"x\")\n+SUMIFS(M_GH!AD$158:AD$178,M_GH!$D$158:$D$178,V_GH!$AT$226,V_GH!$AH$157:$AH$177,\"x\"))/EBF_3B,0)","v":{"v":0,"d":"0.00"}},{"$f":"IF(EBF_3B>0.1,(SUMIFS(GH!AB$157:AB$177,GH!$D$157:$D$177,V_GH!$AT$226,V_GH!$L$157:$L$177,\"x\")\n+SUMIFS(M_GH!AE$158:AE$178,M_GH!$D$158:$D$178,V_GH!$AT$226,V_GH!$AH$157:$AH$177,\"x\"))/EBF_3B,0)","v":{"v":0,"d":"0.00"}},{"$f":"IF(EBF_3B>0.1,(SUMIFS(GH!AC$157:AC$177,GH!$D$157:$D$177,V_GH!$AT$226,V_GH!$L$157:$L$177,\"x\")\n+SUMIFS(M_GH!AF$158:AF$178,M_GH!$D$158:$D$178,V_GH!$AT$226,V_GH!$AH$157:$AH$177,\"x\"))/EBF_3B,0)","v":{"v":0,"d":"0.00"}},{"$f":"IF(EBF_3B>0.1,(SUMIFS(GH!AD$157:AD$177,GH!$D$157:$D$177,V_GH!$AT$226,V_GH!$L$157:$L$177,\"x\")\n+SUMIFS(M_GH!AG$158:AG$178,M_GH!$D$158:$D$178,V_GH!$AT$226,V_GH!$AH$157:$AH$177,\"x\"))/EBF_3B,0)","v":{"v":0,"d":"0.00"}}]
[{"$nulls":45}," gegen innen",{"$f":"IF(EBF_3B>0.1,(SUMIFS(GH!R$184:R$207,GH!$D$184:$D$207,V_GH!$AT$226,V_GH!$L$184:$L$207,\"x\")\n+SUMIFS(M_GH!U$185:U$208,M_GH!$D$185:$D$208,V_GH!$AT$226,V_GH!$AH$184:$AH$207,\"x\"))/EBF_3B,0)","v":{"v":0,"d":"0.00"}},{"$f":"IF(EBF_3B>0.1,(SUMIFS(GH!S$184:S$207,GH!$D$184:$D$207,V_GH!$AT$226,V_GH!$L$184:$L$207,\"x\")\n+SUMIFS(M_GH!V$185:V$208,M_GH!$D$185:$D$208,V_GH!$AT$226,V_GH!$AH$184:$AH$207,\"x\"))/EBF_3B,0)","v":{"v":0,"d":"0.00"}},{"$f":"IF(EBF_3B>0.1,(SUMIFS(GH!T$184:T$207,GH!$D$184:$D$207,V_GH!$AT$226,V_GH!$L$184:$L$207,\"x\")\n+SUMIFS(M_GH!W$185:W$208,M_GH!$D$185:$D$208,V_GH!$AT$226,V_GH!$AH$184:$AH$207,\"x\"))/EBF_3B,0)","v":{"v":0,"d":"0.00"}},{"$f":"IF(EBF_3B>0.1,(SUMIFS(GH!U$184:U$207,GH!$D$184:$D$207,V_GH!$AT$226,V_GH!$L$184:$L$207,\"x\")\n+SUMIFS(M_GH!X$185:X$208,M_GH!$D$185:$D$208,V_GH!$AT$226,V_GH!$AH$184:$AH$207,\"x\"))/EBF_3B,0)","v":{"v":0,"d":"0.00"}},{"$f":"IF(EBF_3B>0.1,(SUMIFS(GH!V$184:V$207,GH!$D$184:$D$207,V_GH!$AT$226,V_GH!$L$184:$L$207,\"x\")\n+SUMIFS(M_GH!Y$185:Y$208,M_GH!$D$185:$D$208,V_GH!$AT$226,V_GH!$AH$184:$AH$207,\"x\"))/EBF_3B,0)","v":{"v":0,"d":"0.00"}},{"$f":"IF(EBF_3B>0.1,(SUMIFS(GH!W$184:W$207,GH!$D$184:$D$207,V_GH!$AT$226,V_GH!$L$184:$L$207,\"x\")\n+SUMIFS(M_GH!Z$185:Z$208,M_GH!$D$185:$D$208,V_GH!$AT$226,V_GH!$AH$184:$AH$207,\"x\"))/EBF_3B,0)","v":{"v":0,"d":"0.00"}},{"$f":"IF(EBF_3B>0.1,(SUMIFS(GH!X$184:X$207,GH!$D$184:$D$207,V_GH!$AT$226,V_GH!$L$184:$L$207,\"x\")\n+SUMIFS(M_GH!AA$185:AA$208,M_GH!$D$185:$D$208,V_GH!$AT$226,V_GH!$AH$184:$AH$207,\"x\"))/EBF_3B,0)","v":{"v":0,"d":"0.00"}},{"$f":"IF(EBF_3B>0.1,(SUMIFS(GH!Y$184:Y$207,GH!$D$184:$D$207,V_GH!$AT$226,V_GH!$L$184:$L$207,\"x\")\n+SUMIFS(M_GH!AB$185:AB$208,M_GH!$D$185:$D$208,V_GH!$AT$226,V_GH!$AH$184:$AH$207,\"x\"))/EBF_3B,0)","v":{"v":0,"d":"0.00"}},{"$f":"IF(EBF_3B>0.1,(SUMIFS(GH!Z$184:Z$207,GH!$D$184:$D$207,V_GH!$AT$226,V_GH!$L$184:$L$207,\"x\")\n+SUMIFS(M_GH!AC$185:AC$208,M_GH!$D$185:$D$208,V_GH!$AT$226,V_GH!$AH$184:$AH$207,\"x\"))/EBF_3B,0)","v":{"v":0,"d":"0.00"}},{"$f":"IF(EBF_3B>0.1,(SUMIFS(GH!AA$184:AA$207,GH!$D$184:$D$207,V_GH!$AT$226,V_GH!$L$184:$L$207,\"x\")\n+SUMIFS(M_GH!AD$185:AD$208,M_GH!$D$185:$D$208,V_GH!$AT$226,V_GH!$AH$184:$AH$207,\"x\"))/EBF_3B,0)","v":{"v":0,"d":"0.00"}},{"$f":"IF(EBF_3B>0.1,(SUMIFS(GH!AB$184:AB$207,GH!$D$184:$D$207,V_GH!$AT$226,V_GH!$L$184:$L$207,\"x\")\n+SUMIFS(M_GH!AE$185:AE$208,M_GH!$D$185:$D$208,V_GH!$AT$226,V_GH!$AH$184:$AH$207,\"x\"))/EBF_3B,0)","v":{"v":0,"d":"0.00"}},{"$f":"IF(EBF_3B>0.1,(SUMIFS(GH!AC$184:AC$207,GH!$D$184:$D$207,V_GH!$AT$226,V_GH!$L$184:$L$207,\"x\")\n+SUMIFS(M_GH!AF$185:AF$208,M_GH!$D$185:$D$208,V_GH!$AT$226,V_GH!$AH$184:$AH$207,\"x\"))/EBF_3B,0)","v":{"v":0,"d":"0.00"}},{"$f":"IF(EBF_3B>0.1,(SUMIFS(GH!AD$184:AD$207,GH!$D$184:$D$207,V_GH!$AT$226,V_GH!$L$184:$L$207,\"x\")\n+SUMIFS(M_GH!AG$185:AG$208,M_GH!$D$185:$D$208,V_GH!$AT$226,V_GH!$AH$184:$AH$207,\"x\"))/EBF_3B,0)","v":{"v":0,"d":"0.00"}}]
[{"$nulls":45}," Total",{"$f":"SUM(AU258:AU261)","v":{"v":0,"d":"0.00"}},{"$f":"SUM(AV258:AV261)","v":{"v":0,"d":"0.00"}},{"v":0,"d":"0.00"},{"v":0,"d":"0.00"},{"v":0,"d":"0.00"},{"v":0,"d":"0.00"},{"v":0,"d":"0.00"},{"v":0,"d":"0.00"},{"v":0,"d":"0.00"},{"v":0,"d":"0.00"},{"v":0,"d":"0.00"},{"v":0,"d":"0.00"},{"v":0,"d":"0.00"}]
[]
[{"$nulls":45},"Summe kombiniert"]
[{"$nulls":45}," gegen aussen",{"$f":"(AU244*EBF_1B+AU251*EBF_2B+AU258*EBF_3B)/EBF_totB","v":{"v":0,"d":"0.00"}},{"v":0,"d":"0.00"},{"v":0,"d":"0.00"},{"v":0,"d":"0.00"},{"v":0,"d":"0.00"},{"v":0,"d":"0.00"},{"v":0,"d":"0.00"},{"v":0,"d":"0.00"},{"v":0,"d":"0.00"},{"v":0,"d":"0.00"},{"v":0,"d":"0.00"},{"v":0,"d":"0.00"},{"v":0,"d":"0.00"},{"$f":"SUM(BH244*EBF_1B,BH251*EBF_2B,BH258*EBF_3B)/EBF_totB","v":{"v":0,"d":"0.00"}},{"v":0,"d":"0.00"},{"v":0,"d":"0.00"},{"v":0,"d":"0.00"},{"v":0,"d":"0.00"},{"v":0,"d":"0.00"},{"v":0,"d":"0.00"},{"v":0,"d":"0.00"},{"v":0,"d":"0.00"},{"v":0,"d":"0.00"},{"v":0,"d":"0.00"},{"v":0,"d":"0.00"},{"v":0,"d":"0.00"}]
[{"$nulls":45}," gegen unbeh./erde",{"$f":"(AU245*EBF_1B+AU252*EBF_2B+AU259*EBF_3B)/EBF_totB","v":{"v":0,"d":"0.00"}},{"v":0,"d":"0.00"},{"v":0,"d":"0.00"},{"v":0,"d":"0.00"},{"v":0,"d":"0.00"},{"v":0,"d":"0.00"},{"v":0,"d":"0.00"},{"v":0,"d":"0.00"},{"v":0,"d":"0.00"},{"v":0,"d":"0.00"},{"v":0,"d":"0.00"},{"v":0,"d":"0.00"},{"v":0,"d":"0.00"}]
[{"$nulls":45}," wärmebrücken",{"$f":"(AU246*EBF_1B+AU253*EBF_2B+AU260*EBF_3B)/EBF_totB","v":{"v":0,"d":"0.00"}},{"v":0,"d":"0.00"},{"v":0,"d":"0.00"},{"v":0,"d":"0.00"},{"v":0,"d":"0.00"},{"v":0,"d":"0.00"},{"v":0,"d":"0.00"},{"v":0,"d":"0.00"},{"v":0,"d":"0.00"},{"v":0,"d":"0.00"},{"v":0,"d":"0.00"},{"v":0,"d":"0.00"},{"v":0,"d":"0.00"}]
[{"$nulls":45}," gegen innen",{"$f":"(AU247*EBF_1B+AU254*EBF_2B+AU261*EBF_3B)/EBF_totB","v":{"v":0,"d":"0.00"}},{"v":0,"d":"0.00"},{"v":0,"d":"0.00"},{"v":0,"d":"0.00"},{"v":0,"d":"0.00"},{"v":0,"d":"0.00"},{"v":0,"d":"0.00"},{"v":0,"d":"0.00"},{"v":0,"d":"0.00"},{"v":0,"d":"0.00"},{"v":0,"d":"0.00"},{"v":0,"d":"0.00"},{"v":0,"d":"0.00"}]
[{"$nulls":45},"Total kombiniert",{"$f":"(AU248*EBF_1B+AU255*EBF_2B+AU262*EBF_3B)/EBF_totB","v":{"v":0,"d":"0.00"}},{"v":0,"d":"0.00"},{"v":0,"d":"0.00"},{"v":0,"d":"0.00"},{"v":0,"d":"0.00"},{"v":0,"d":"0.00"},{"v":0,"d":"0.00"},{"v":0,"d":"0.00"},{"v":0,"d":"0.00"},{"v":0,"d":"0.00"},{"v":0,"d":"0.00"},{"v":0,"d":"0.00"},{"v":0,"d":"0.00"}]
[]
[]
[{"$nulls":45},"Variante C: Summe Qti [kWh/m²]",{"$nulls":13},"Variante C: Summe Qsi [kWh/m²]"]
[{"$nulls":45},{"$f":"Kat_1","v":0}]
[{"$nulls":45}," gegen aussen",{"$f":"IF(EBF_1C>0.1,(SUMIFS(GH!R$10:R$97,GH!$D$10:$D$97,V_GH!$AT$212,V_GH!$S$10:$S$97,\"x\")\n+SUMIFS(M_GH!U$11:U$98,M_GH!$D$11:$D$98,V_GH!$AT$212,V_GH!$AO$10:$AO$97,\"x\"))/EBF_1C,0)","v":{"v":0,"d":"0.00"}},{"$f":"IF(EBF_1C>0.1,(SUMIFS(GH!S$10:S$97,GH!$D$10:$D$97,V_GH!$AT$212,V_GH!$S$10:$S$97,\"x\")\n+SUMIFS(M_GH!V$11:V$98,M_GH!$D$11:$D$98,V_GH!$AT$212,V_GH!$AO$10:$AO$97,\"x\"))/EBF_1C,0)","v":{"v":0,"d":"0.00"}},{"$f":"IF(EBF_1C>0.1,(SUMIFS(GH!T$10:T$97,GH!$D$10:$D$97,V_GH!$AT$212,V_GH!$S$10:$S$97,\"x\")\n+SUMIFS(M_GH!W$11:W$98,M_GH!$D$11:$D$98,V_GH!$AT$212,V_GH!$AO$10:$AO$97,\"x\"))/EBF_1C,0)","v":{"v":0,"d":"0.00"}},{"$f":"IF(EBF_1C>0.1,(SUMIFS(GH!U$10:U$97,GH!$D$10:$D$97,V_GH!$AT$212,V_GH!$S$10:$S$97,\"x\")\n+SUMIFS(M_GH!X$11:X$98,M_GH!$D$11:$D$98,V_GH!$AT$212,V_GH!$AO$10:$AO$97,\"x\"))/EBF_1C,0)","v":{"v":0,"d":"0.00"}},{"$f":"IF(EBF_1C>0.1,(SUMIFS(GH!V$10:V$97,GH!$D$10:$D$97,V_GH!$AT$212,V_GH!$S$10:$S$97,\"x\")\n+SUMIFS(M_GH!Y$11:Y$98,M_GH!$D$11:$D$98,V_GH!$AT$212,V_GH!$AO$10:$AO$97,\"x\"))/EBF_1C,0)","v":{"v":0,"d":"0.00"}},{"$f":"IF(EBF_1C>0.1,(SUMIFS(GH!W$10:W$97,GH!$D$10:$D$97,V_GH!$AT$212,V_GH!$S$10:$S$97,\"x\")\n+SUMIFS(M_GH!Z$11:Z$98,M_GH!$D$11:$D$98,V_GH!$AT$212,V_GH!$AO$10:$AO$97,\"x\"))/EBF_1C,0)","v":{"v":0,"d":"0.00"}},{"$f":"IF(EBF_1C>0.1,(SUMIFS(GH!X$10:X$97,GH!$D$10:$D$97,V_GH!$AT$212,V_GH!$S$10:$S$97,\"x\")\n+SUMIFS(M_GH!AA$11:AA$98,M_GH!$D$11:$D$98,V_GH!$AT$212,V_GH!$AO$10:$AO$97,\"x\"))/EBF_1C,0)","v":{"v":0,"d":"0.00"}},{"$f":"IF(EBF_1C>0.1,(SUMIFS(GH!Y$10:Y$97,GH!$D$10:$D$97,V_GH!$AT$212,V_GH!$S$10:$S$97,\"x\")\n+SUMIFS(M_GH!AB$11:AB$98,M_GH!$D$11:$D$98,V_GH!$AT$212,V_GH!$AO$10:$AO$97,\"x\"))/EBF_1C,0)","v":{"v":0,"d":"0.00"}},{"$f":"IF(EBF_1C>0.1,(SUMIFS(GH!Z$10:Z$97,GH!$D$10:$D$97,V_GH!$AT$212,V_GH!$S$10:$S$97,\"x\")\n+SUMIFS(M_GH!AC$11:AC$98,M_GH!$D$11:$D$98,V_GH!$AT$212,V_GH!$AO$10:$AO$97,\"x\"))/EBF_1C,0)","v":{"v":0,"d":"0.00"}},{"$f":"IF(EBF_1C>0.1,(SUMIFS(GH!AA$10:AA$97,GH!$D$10:$D$97,V_GH!$AT$212,V_GH!$S$10:$S$97,\"x\")\n+SUMIFS(M_GH!AD$11:AD$98,M_GH!$D$11:$D$98,V_GH!$AT$212,V_GH!$AO$10:$AO$97,\"x\"))/EBF_1C,0)","v":{"v":0,"d":"0.00"}},{"$f":"IF(EBF_1C>0.1,(SUMIFS(GH!AB$10:AB$97,GH!$D$10:$D$97,V_GH!$AT$212,V_GH!$S$10:$S$97,\"x\")\n+SUMIFS(M_GH!AE$11:AE$98,M_GH!$D$11:$D$98,V_GH!$AT$212,V_GH!$AO$10:$AO$97,\"x\"))/EBF_1C,0)","v":{"v":0,"d":"0.00"}},{"$f":"IF(EBF_1C>0.1,(SUMIFS(GH!AC$10:AC$97,GH!$D$10:$D$97,V_GH!$AT$212,V_GH!$S$10:$S$97,\"x\")\n+SUMIFS(M_GH!AF$11:AF$98,M_GH!$D$11:$D$98,V_GH!$AT$212,V_GH!$AO$10:$AO$97,\"x\"))/EBF_1C,0)","v":{"v":0,"d":"0.00"}},{"$f":"IF(EBF_1C>0.1,(SUMIFS(GH!AD$10:AD$97,GH!$D$10:$D$97,V_GH!$AT$212,V_GH!$S$10:$S$97,\"x\")\n+SUMIFS(M_GH!AG$11:AG$98,M_GH!$D$11:$D$98,V_GH!$AT$212,V_GH!$AO$10:$AO$97,\"x\"))/EBF_1C,0)","v":{"v":0,"d":"0.00"}},{"$f":"IF(EBF_1C>0.1,(SUMIFS(GH!AE$48:AE$77,GH!$D$48:$D$77,V_GH!$AT$212,V_GH!$S$48:$S$77,\"x\")\n+SUMIFS(M_GH!AH$49:AH$78,M_GH!$D$49:$D$78,V_GH!$AT$212,V_GH!$AO$48:$AO$77,\"x\"))/EBF_1C,0)","v":{"v":0,"d":"0.00"}},{"$f":"IF(EBF_1C>0.1,(SUMIFS(GH!AF$48:AF$77,GH!$D$48:$D$77,V_GH!$AT$212,V_GH!$S$48:$S$77,\"x\")\n+SUMIFS(M_GH!AI$49:AI$78,M_GH!$D$49:$D$78,V_GH!$AT$212,V_GH!$AO$48:$AO$77,\"x\"))/EBF_1C,0)","v":{"v":0,"d":"0.00"}},{"$f":"IF(EBF_1C>0.1,(SUMIFS(GH!AG$48:AG$77,GH!$D$48:$D$77,V_GH!$AT$212,V_GH!$S$48:$S$77,\"x\")\n+SUMIFS(M_GH!AJ$49:AJ$78,M_GH!$D$49:$D$78,V_GH!$AT$212,V_GH!$AO$48:$AO$77,\"x\"))/EBF_1C,0)","v":{"v":0,"d":"0.00"}},{"$f":"IF(EBF_1C>0.1,(SUMIFS(GH!AH$48:AH$77,GH!$D$48:$D$77,V_GH!$AT$212,V_GH!$S$48:$S$77,\"x\")\n+SUMIFS(M_GH!AK$49:AK$78,M_GH!$D$49:$D$78,V_GH!$AT$212,V_GH!$AO$48:$AO$77,\"x\"))/EBF_1C,0)","v":{"v":0,"d":"0.00"}},{"$f":"IF(EBF_1C>0.1,(SUMIFS(GH!AI$48:AI$77,GH!$D$48:$D$77,V_GH!$AT$212,V_GH!$S$48:$S$77,\"x\")\n+SUMIFS(M_GH!AL$49:AL$78,M_GH!$D$49:$D$78,V_GH!$AT$212,V_GH!$AO$48:$AO$77,\"x\"))/EBF_1C,0)","v":{"v":0,"d":"0.00"}},{"$f":"IF(EBF_1C>0.1,(SUMIFS(GH!AJ$48:AJ$77,GH!$D$48:$D$77,V_GH!$AT$212,V_GH!$S$48:$S$77,\"x\")\n+SUMIFS(M_GH!AM$49:AM$78,M_GH!$D$49:$D$78,V_GH!$AT$212,V_GH!$AO$48:$AO$77,\"x\"))/EBF_1C,0)","v":{"v":0,"d":"0.00"}},{"$f":"IF(EBF_1C>0.1,(SUMIFS(GH!AK$48:AK$77,GH!$D$48:$D$77,V_GH!$AT$212,V_GH!$S$48:$S$77,\"x\")\n+SUMIFS(M_GH!AN$49:AN$78,M_GH!$D$49:$D$78,V_GH!$AT$212,V_GH!$AO$48:$AO$77,\"x\"))/EBF_1C,0)","v":{"v":0,"d":"0.00"}},{"$f":"IF(EBF_1C>0.1,(SUMIFS(GH!AL$48:AL$77,GH!$D$48:$D$77,V_GH!$AT$212,V_GH!$S$48:$S$77,\"x\")\n+SUMIFS(M_GH!AO$49:AO$78,M_GH!$D$49:$D$78,V_GH!$AT$212,V_GH!$AO$48:$AO$77,\"x\"))/EBF_1C,0)","v":{"v":0,"d":"0.00"}},{"$f":"IF(EBF_1C>0.1,(SUMIFS(GH!AM$48:AM$77,GH!$D$48:$D$77,V_GH!$AT$212,V_GH!$S$48:$S$77,\"x\")\n+SUMIFS(M_GH!AP$49:AP$78,M_GH!$D$49:$D$78,V_GH!$AT$212,V_GH!$AO$48:$AO$77,\"x\"))/EBF_1C,0)","v":{"v":0,"d":"0.00"}},{"$f":"IF(EBF_1C>0.1,(SUMIFS(GH!AN$48:AN$77,GH!$D$48:$D$77,V_GH!$AT$212,V_GH!$S$48:$S$77,\"x\")\n+SUMIFS(M_GH!AQ$49:AQ$78,M_GH!$D$49:$D$78,V_GH!$AT$212,V_GH!$AO$48:$AO$77,\"x\"))/EBF_1C,0)","v":{"v":0,"d":"0.00"}},{"$f":"IF(EBF_1C>0.1,(SUMIFS(GH!AO$48:AO$77,GH!$D$48:$D$77,V_GH!$AT$212,V_GH!$S$48:$S$77,\"x\")\n+SUMIFS(M_GH!AR$49:AR$78,M_GH!$D$49:$D$78,V_GH!$AT$212,V_GH!$AO$48:$AO$77,\"x\"))/EBF_1C,0)","v":{"v":0,"d":"0.00"}},{"$f":"IF(EBF_1C>0.1,(SUMIFS(GH!AP$48:AP$77,GH!$D$48:$D$77,V_GH!$AT$212,V_GH!$S$48:$S$77,\"x\")\n+SUMIFS(M_GH!AS$49:AS$78,M_GH!$D$49:$D$78,V_GH!$AT$212,V_GH!$AO$48:$AO$77,\"x\"))/EBF_1C,0)","v":{"v":0,"d":"0.00"}},{"$f":"SUM(BH274:BS274)","v":{"v":0,"d":"0.00"}}]
[{"$nulls":45}," gegen unbeh./erde",{"$f":"IF(EBF_1C>0.1,(SUMIFS(GH!R$104:R$149,GH!$D$104:$D$149,V_GH!$AT$212,V_GH!$S$104:$S$149,\"x\")\n+SUMIFS(M_GH!U$105:U$150,M_GH!$D$105:$D$150,V_GH!$AT$212,V_GH!$AO$104:$AO$149,\"x\"))/EBF_1C,0)","v":{"v":0,"d":"0.00"}},{"$f":"IF(EBF_1C>0.1,(SUMIFS(GH!S$104:S$149,GH!$D$104:$D$149,V_GH!$AT$212,V_GH!$S$104:$S$149,\"x\")\n+SUMIFS(M_GH!V$105:V$150,M_GH!$D$105:$D$150,V_GH!$AT$212,V_GH!$AO$104:$AO$149,\"x\"))/EBF_1C,0)","v":{"v":0,"d":"0.00"}},{"$f":"IF(EBF_1C>0.1,(SUMIFS(GH!T$104:T$149,GH!$D$104:$D$149,V_GH!$AT$212,V_GH!$S$104:$S$149,\"x\")\n+SUMIFS(M_GH!W$105:W$150,M_GH!$D$105:$D$150,V_GH!$AT$212,V_GH!$AO$104:$AO$149,\"x\"))/EBF_1C,0)","v":{"v":0,"d":"0.00"}},{"$f":"IF(EBF_1C>0.1,(SUMIFS(GH!U$104:U$149,GH!$D$104:$D$149,V_GH!$AT$212,V_GH!$S$104:$S$149,\"x\")\n+SUMIFS(M_GH!X$105:X$150,M_GH!$D$105:$D$150,V_GH!$AT$212,V_GH!$AO$104:$AO$149,\"x\"))/EBF_1C,0)","v":{"v":0,"d":"0.00"}},{"$f":"IF(EBF_1C>0.1,(SUMIFS(GH!V$104:V$149,GH!$D$104:$D$149,V_GH!$AT$212,V_GH!$S$104:$S$149,\"x\")\n+SUMIFS(M_GH!Y$105:Y$150,M_GH!$D$105:$D$150,V_GH!$AT$212,V_GH!$AO$104:$AO$149,\"x\"))/EBF_1C,0)","v":{"v":0,"d":"0.00"}},{"$f":"IF(EBF_1C>0.1,(SUMIFS(GH!W$104:W$149,GH!$D$104:$D$149,V_GH!$AT$212,V_GH!$S$104:$S$149,\"x\")\n+SUMIFS(M_GH!Z$105:Z$150,M_GH!$D$105:$D$150,V_GH!$AT$212,V_GH!$AO$104:$AO$149,\"x\"))/EBF_1C,0)","v":{"v":0,"d":"0.00"}},{"$f":"IF(EBF_1C>0.1,(SUMIFS(GH!X$104:X$149,GH!$D$104:$D$149,V_GH!$AT$212,V_GH!$S$104:$S$149,\"x\")\n+SUMIFS(M_GH!AA$105:AA$150,M_GH!$D$105:$D$150,V_GH!$AT$212,V_GH!$AO$104:$AO$149,\"x\"))/EBF_1C,0)","v":{"v":0,"d":"0.00"}},{"$f":"IF(EBF_1C>0.1,(SUMIFS(GH!Y$104:Y$149,GH!$D$104:$D$149,V_GH!$AT$212,V_GH!$S$104:$S$149,\"x\")\n+SUMIFS(M_GH!AB$105:AB$150,M_GH!$D$105:$D$150,V_GH!$AT$212,V_GH!$AO$104:$AO$149,\"x\"))/EBF_1C,0)","v":{"v":0,"d":"0.00"}},{"$f":"IF(EBF_1C>0.1,(SUMIFS(GH!Z$104:Z$149,GH!$D$104:$D$149,V_GH!$AT$212,V_GH!$S$104:$S$149,\"x\")\n+SUMIFS(M_GH!AC$105:AC$150,M_GH!$D$105:$D$150,V_GH!$AT$212,V_GH!$AO$104:$AO$149,\"x\"))/EBF_1C,0)","v":{"v":0,"d":"0.00"}},{"$f":"IF(EBF_1C>0.1,(SUMIFS(GH!AA$104:AA$149,GH!$D$104:$D$149,V_GH!$AT$212,V_GH!$S$104:$S$149,\"x\")\n+SUMIFS(M_GH!AD$105:AD$150,M_GH!$D$105:$D$150,V_GH!$AT$212,V_GH!$AO$104:$AO$149,\"x\"))/EBF_1C,0)","v":{"v":0,"d":"0.00"}},{"$f":"IF(EBF_1C>0.1,(SUMIFS(GH!AB$104:AB$149,GH!$D$104:$D$149,V_GH!$AT$212,V_GH!$S$104:$S$149,\"x\")\n+SUMIFS(M_GH!AE$105:AE$150,M_GH!$D$105:$D$150,V_GH!$AT$212,V_GH!$AO$104:$AO$149,\"x\"))/EBF_1C,0)","v":{"v":0,"d":"0.00"}},{"$f":"IF(EBF_1C>0.1,(SUMIFS(GH!AC$104:AC$149,GH!$D$104:$D$149,V_GH!$AT$212,V_GH!$S$104:$S$149,\"x\")\n+SUMIFS(M_GH!AF$105:AF$150,M_GH!$D$105:$D$150,V_GH!$AT$212,V_GH!$AO$104:$AO$149,\"x\"))/EBF_1C,0)","v":{"v":0,"d":"0.00"}},{"$f":"IF(EBF_1C>0.1,(SUMIFS(GH!AD$104:AD$149,GH!$D$104:$D$149,V_GH!$AT$212,V_GH!$S$104:$S$149,\"x\")\n+SUMIFS(M_GH!AG$105:AG$150,M_GH!$D$105:$D$150,V_GH!$AT$212,V_GH!$AO$104:$AO$149,\"x\"))/EBF_1C,0)","v":{"v":0,"d":"0.00"}}]
[{"$nulls":45}," wärmebrücken",{"$f":"IF(EBF_1C>0.1,(SUMIFS(GH!R$157:R$177,GH!$D$157:$D$177,V_GH!$AT$212,V_GH!$S$157:$S$177,\"x\")\n+SUMIFS(M_GH!U$158:U$178,M_GH!$D$158:$D$178,V_GH!$AT$212,V_GH!$AO$157:$AO$177,\"x\"))/EBF_1C,0)","v":{"v":0,"d":"0.00"}},{"$f":"IF(EBF_1C>0.1,(SUMIFS(GH!S$157:S$177,GH!$D$157:$D$177,V_GH!$AT$212,V_GH!$S$157:$S$177,\"x\")\n+SUMIFS(M_GH!V$158:V$178,M_GH!$D$158:$D$178,V_GH!$AT$212,V_GH!$AO$157:$AO$177,\"x\"))/EBF_1C,0)","v":{"v":0,"d":"0.00"}},{"$f":"IF(EBF_1C>0.1,(SUMIFS(GH!T$157:T$177,GH!$D$157:$D$177,V_GH!$AT$212,V_GH!$S$157:$S$177,\"x\")\n+SUMIFS(M_GH!W$158:W$178,M_GH!$D$158:$D$178,V_GH!$AT$212,V_GH!$AO$157:$AO$177,\"x\"))/EBF_1C,0)","v":{"v":0,"d":"0.00"}},{"$f":"IF(EBF_1C>0.1,(SUMIFS(GH!U$157:U$177,GH!$D$157:$D$177,V_GH!$AT$212,V_GH!$S$157:$S$177,\"x\")\n+SUMIFS(M_GH!X$158:X$178,M_GH!$D$158:$D$178,V_GH!$AT$212,V_GH!$AO$157:$AO$177,\"x\"))/EBF_1C,0)","v":{"v":0,"d":"0.00"}},{"$f":"IF(EBF_1C>0.1,(SUMIFS(GH!V$157:V$177,GH!$D$157:$D$177,V_GH!$AT$212,V_GH!$S$157:$S$177,\"x\")\n+SUMIFS(M_GH!Y$158:Y$178,M_GH!$D$158:$D$178,V_GH!$AT$212,V_GH!$AO$157:$AO$177,\"x\"))/EBF_1C,0)","v":{"v":0,"d":"0.00"}},{"$f":"IF(EBF_1C>0.1,(SUMIFS(GH!W$157:W$177,GH!$D$157:$D$177,V_GH!$AT$212,V_GH!$S$157:$S$177,\"x\")\n+SUMIFS(M_GH!Z$158:Z$178,M_GH!$D$158:$D$178,V_GH!$AT$212,V_GH!$AO$157:$AO$177,\"x\"))/EBF_1C,0)","v":{"v":0,"d":"0.00"}},{"$f":"IF(EBF_1C>0.1,(SUMIFS(GH!X$157:X$177,GH!$D$157:$D$177,V_GH!$AT$212,V_GH!$S$157:$S$177,\"x\")\n+SUMIFS(M_GH!AA$158:AA$178,M_GH!$D$158:$D$178,V_GH!$AT$212,V_GH!$AO$157:$AO$177,\"x\"))/EBF_1C,0)","v":{"v":0,"d":"0.00"}},{"$f":"IF(EBF_1C>0.1,(SUMIFS(GH!Y$157:Y$177,GH!$D$157:$D$177,V_GH!$AT$212,V_GH!$S$157:$S$177,\"x\")\n+SUMIFS(M_GH!AB$158:AB$178,M_GH!$D$158:$D$178,V_GH!$AT$212,V_GH!$AO$157:$AO$177,\"x\"))/EBF_1C,0)","v":{"v":0,"d":"0.00"}},{"$f":"IF(EBF_1C>0.1,(SUMIFS(GH!Z$157:Z$177,GH!$D$157:$D$177,V_GH!$AT$212,V_GH!$S$157:$S$177,\"x\")\n+SUMIFS(M_GH!AC$158:AC$178,M_GH!$D$158:$D$178,V_GH!$AT$212,V_GH!$AO$157:$AO$177,\"x\"))/EBF_1C,0)","v":{"v":0,"d":"0.00"}},{"$f":"IF(EBF_1C>0.1,(SUMIFS(GH!AA$157:AA$177,GH!$D$157:$D$177,V_GH!$AT$212,V_GH!$S$157:$S$177,\"x\")\n+SUMIFS(M_GH!AD$158:AD$178,M_GH!$D$158:$D$178,V_GH!$AT$212,V_GH!$AO$157:$AO$177,\"x\"))/EBF_1C,0)","v":{"v":0,"d":"0.00"}},{"$f":"IF(EBF_1C>0.1,(SUMIFS(GH!AB$157:AB$177,GH!$D$157:$D$177,V_GH!$AT$212,V_GH!$S$157:$S$177,\"x\")\n+SUMIFS(M_GH!AE$158:AE$178,M_GH!$D$158:$D$178,V_GH!$AT$212,V_GH!$AO$157:$AO$177,\"x\"))/EBF_1C,0)","v":{"v":0,"d":"0.00"}},{"$f":"IF(EBF_1C>0.1,(SUMIFS(GH!AC$157:AC$177,GH!$D$157:$D$177,V_GH!$AT$212,V_GH!$S$157:$S$177,\"x\")\n+SUMIFS(M_GH!AF$158:AF$178,M_GH!$D$158:$D$178,V_GH!$AT$212,V_GH!$AO$157:$AO$177,\"x\"))/EBF_1C,0)","v":{"v":0,"d":"0.00"}},{"$f":"IF(EBF_1C>0.1,(SUMIFS(GH!AD$157:AD$177,GH!$D$157:$D$177,V_GH!$AT$212,V_GH!$S$157:$S$177,\"x\")\n+SUMIFS(M_GH!AG$158:AG$178,M_GH!$D$158:$D$178,V_GH!$AT$212,V_GH!$AO$157:$AO$177,\"x\"))/EBF_1C,0)","v":{"v":0,"d":"0.00"}}]
[{"$nulls":45}," gegen innen",{"$f":"IF(EBF_1C>0.1,(SUMIFS(GH!R$184:R$207,GH!$D$184:$D$207,V_GH!$AT$212,V_GH!$S$184:$S$207,\"x\")\n+SUMIFS(M_GH!U$185:U$208,M_GH!$D$185:$D$208,V_GH!$AT$212,V_GH!$AO$184:$AO$207,\"x\"))/EBF_1C,0)","v":{"v":0,"d":"0.00"}},{"$f":"IF(EBF_1C>0.1,(SUMIFS(GH!S$184:S$207,GH!$D$184:$D$207,V_GH!$AT$212,V_GH!$S$184:$S$207,\"x\")\n+SUMIFS(M_GH!V$185:V$208,M_GH!$D$185:$D$208,V_GH!$AT$212,V_GH!$AO$184:$AO$207,\"x\"))/EBF_1C,0)","v":{"v":0,"d":"0.00"}},{"$f":"IF(EBF_1C>0.1,(SUMIFS(GH!T$184:T$207,GH!$D$184:$D$207,V_GH!$AT$212,V_GH!$S$184:$S$207,\"x\")\n+SUMIFS(M_GH!W$185:W$208,M_GH!$D$185:$D$208,V_GH!$AT$212,V_GH!$AO$184:$AO$207,\"x\"))/EBF_1C,0)","v":{"v":0,"d":"0.00"}},{"$f":"IF(EBF_1C>0.1,(SUMIFS(GH!U$184:U$207,GH!$D$184:$D$207,V_GH!$AT$212,V_GH!$S$184:$S$207,\"x\")\n+SUMIFS(M_GH!X$185:X$208,M_GH!$D$185:$D$208,V_GH!$AT$212,V_GH!$AO$184:$AO$207,\"x\"))/EBF_1C,0)","v":{"v":0,"d":"0.00"}},{"$f":"IF(EBF_1C>0.1,(SUMIFS(GH!V$184:V$207,GH!$D$184:$D$207,V_GH!$AT$212,V_GH!$S$184:$S$207,\"x\")\n+SUMIFS(M_GH!Y$185:Y$208,M_GH!$D$185:$D$208,V_GH!$AT$212,V_GH!$AO$184:$AO$207,\"x\"))/EBF_1C,0)","v":{"v":0,"d":"0.00"}},{"$f":"IF(EBF_1C>0.1,(SUMIFS(GH!W$184:W$207,GH!$D$184:$D$207,V_GH!$AT$212,V_GH!$S$184:$S$207,\"x\")\n+SUMIFS(M_GH!Z$185:Z$208,M_GH!$D$185:$D$208,V_GH!$AT$212,V_GH!$AO$184:$AO$207,\"x\"))/EBF_1C,0)","v":{"v":0,"d":"0.00"}},{"$f":"IF(EBF_1C>0.1,(SUMIFS(GH!X$184:X$207,GH!$D$184:$D$207,V_GH!$AT$212,V_GH!$S$184:$S$207,\"x\")\n+SUMIFS(M_GH!AA$185:AA$208,M_GH!$D$185:$D$208,V_GH!$AT$212,V_GH!$AO$184:$AO$207,\"x\"))/EBF_1C,0)","v":{"v":0,"d":"0.00"}},{"$f":"IF(EBF_1C>0.1,(SUMIFS(GH!Y$184:Y$207,GH!$D$184:$D$207,V_GH!$AT$212,V_GH!$S$184:$S$207,\"x\")\n+SUMIFS(M_GH!AB$185:AB$208,M_GH!$D$185:$D$208,V_GH!$AT$212,V_GH!$AO$184:$AO$207,\"x\"))/EBF_1C,0)","v":{"v":0,"d":"0.00"}},{"$f":"IF(EBF_1C>0.1,(SUMIFS(GH!Z$184:Z$207,GH!$D$184:$D$207,V_GH!$AT$212,V_GH!$S$184:$S$207,\"x\")\n+SUMIFS(M_GH!AC$185:AC$208,M_GH!$D$185:$D$208,V_GH!$AT$212,V_GH!$AO$184:$AO$207,\"x\"))/EBF_1C,0)","v":{"v":0,"d":"0.00"}},{"$f":"IF(EBF_1C>0.1,(SUMIFS(GH!AA$184:AA$207,GH!$D$184:$D$207,V_GH!$AT$212,V_GH!$S$184:$S$207,\"x\")\n+SUMIFS(M_GH!AD$185:AD$208,M_GH!$D$185:$D$208,V_GH!$AT$212,V_GH!$AO$184:$AO$207,\"x\"))/EBF_1C,0)","v":{"v":0,"d":"0.00"}},{"$f":"IF(EBF_1C>0.1,(SUMIFS(GH!AB$184:AB$207,GH!$D$184:$D$207,V_GH!$AT$212,V_GH!$S$184:$S$207,\"x\")\n+SUMIFS(M_GH!AE$185:AE$208,M_GH!$D$185:$D$208,V_GH!$AT$212,V_GH!$AO$184:$AO$207,\"x\"))/EBF_1C,0)","v":{"v":0,"d":"0.00"}},{"$f":"IF(EBF_1C>0.1,(SUMIFS(GH!AC$184:AC$207,GH!$D$184:$D$207,V_GH!$AT$212,V_GH!$S$184:$S$207,\"x\")\n+SUMIFS(M_GH!AF$185:AF$208,M_GH!$D$185:$D$208,V_GH!$AT$212,V_GH!$AO$184:$AO$207,\"x\"))/EBF_1C,0)","v":{"v":0,"d":"0.00"}},{"$f":"IF(EBF_1C>0.1,(SUMIFS(GH!AD$184:AD$207,GH!$D$184:$D$207,V_GH!$AT$212,V_GH!$S$184:$S$207,\"x\")\n+SUMIFS(M_GH!AG$185:AG$208,M_GH!$D$185:$D$208,V_GH!$AT$212,V_GH!$AO$184:$AO$207,\"x\"))/EBF_1C,0)","v":{"v":0,"d":"0.00"}}]
[{"$nulls":45}," Total",{"$f":"SUM(AU274:AU277)","v":{"v":0,"d":"0.00"}},{"$f":"SUM(AV274:AV277)","v":{"v":0,"d":"0.00"}},{"v":0,"d":"0.00"},{"v":0,"d":"0.00"},{"v":0,"d":"0.00"},{"v":0,"d":"0.00"},{"v":0,"d":"0.00"},{"v":0,"d":"0.00"},{"v":0,"d":"0.00"},{"v":0,"d":"0.00"},{"v":0,"d":"0.00"},{"v":0,"d":"0.00"},{"v":0,"d":"0.00"}]
[]
[{"$nulls":45},{"$f":"Kat_2","v":0}]
[{"$nulls":45}," gegen aussen",{"$f":"IF(EBF_2C>0.1,(SUMIFS(GH!R$10:R$97,GH!$D$10:$D$97,V_GH!$AT$219,V_GH!$S$10:$S$97,\"x\")\n+SUMIFS(M_GH!U$11:U$98,M_GH!$D$11:$D$98,V_GH!$AT$219,V_GH!$AO$10:$AO$97,\"x\"))/EBF_2C,0)","v":{"v":0,"d":"0.00"}},{"$f":"IF(EBF_2C>0.1,(SUMIFS(GH!S$10:S$97,GH!$D$10:$D$97,V_GH!$AT$219,V_GH!$S$10:$S$97,\"x\")\n+SUMIFS(M_GH!V$11:V$98,M_GH!$D$11:$D$98,V_GH!$AT$219,V_GH!$AO$10:$AO$97,\"x\"))/EBF_2C,0)","v":{"v":0,"d":"0.00"}},{"$f":"IF(EBF_2C>0.1,(SUMIFS(GH!T$10:T$97,GH!$D$10:$D$97,V_GH!$AT$219,V_GH!$S$10:$S$97,\"x\")\n+SUMIFS(M_GH!W$11:W$98,M_GH!$D$11:$D$98,V_GH!$AT$219,V_GH!$AO$10:$AO$97,\"x\"))/EBF_2C,0)","v":{"v":0,"d":"0.00"}},{"$f":"IF(EBF_2C>0.1,(SUMIFS(GH!U$10:U$97,GH!$D$10:$D$97,V_GH!$AT$219,V_GH!$S$10:$S$97,\"x\")\n+SUMIFS(M_GH!X$11:X$98,M_GH!$D$11:$D$98,V_GH!$AT$219,V_GH!$AO$10:$AO$97,\"x\"))/EBF_2C,0)","v":{"v":0,"d":"0.00"}},{"$f":"IF(EBF_2C>0.1,(SUMIFS(GH!V$10:V$97,GH!$D$10:$D$97,V_GH!$AT$219,V_GH!$S$10:$S$97,\"x\")\n+SUMIFS(M_GH!Y$11:Y$98,M_GH!$D$11:$D$98,V_GH!$AT$219,V_GH!$AO$10:$AO$97,\"x\"))/EBF_2C,0)","v":{"v":0,"d":"0.00"}},{"$f":"IF(EBF_2C>0.1,(SUMIFS(GH!W$10:W$97,GH!$D$10:$D$97,V_GH!$AT$219,V_GH!$S$10:$S$97,\"x\")\n+SUMIFS(M_GH!Z$11:Z$98,M_GH!$D$11:$D$98,V_GH!$AT$219,V_GH!$AO$10:$AO$97,\"x\"))/EBF_2C,0)","v":{"v":0,"d":"0.00"}},{"$f":"IF(EBF_2C>0.1,(SUMIFS(GH!X$10:X$97,GH!$D$10:$D$97,V_GH!$AT$219,V_GH!$S$10:$S$97,\"x\")\n+SUMIFS(M_GH!AA$11:AA$98,M_GH!$D$11:$D$98,V_GH!$AT$219,V_GH!$AO$10:$AO$97,\"x\"))/EBF_2C,0)","v":{"v":0,"d":"0.00"}},{"$f":"IF(EBF_2C>0.1,(SUMIFS(GH!Y$10:Y$97,GH!$D$10:$D$97,V_GH!$AT$219,V_GH!$S$10:$S$97,\"x\")\n+SUMIFS(M_GH!AB$11:AB$98,M_GH!$D$11:$D$98,V_GH!$AT$219,V_GH!$AO$10:$AO$97,\"x\"))/EBF_2C,0)","v":{"v":0,"d":"0.00"}},{"$f":"IF(EBF_2C>0.1,(SUMIFS(GH!Z$10:Z$97,GH!$D$10:$D$97,V_GH!$AT$219,V_GH!$S$10:$S$97,\"x\")\n+SUMIFS(M_GH!AC$11:AC$98,M_GH!$D$11:$D$98,V_GH!$AT$219,V_GH!$AO$10:$AO$97,\"x\"))/EBF_2C,0)","v":{"v":0,"d":"0.00"}},{"$f":"IF(EBF_2C>0.1,(SUMIFS(GH!AA$10:AA$97,GH!$D$10:$D$97,V_GH!$AT$219,V_GH!$S$10:$S$97,\"x\")\n+SUMIFS(M_GH!AD$11:AD$98,M_GH!$D$11:$D$98,V_GH!$AT$219,V_GH!$AO$10:$AO$97,\"x\"))/EBF_2C,0)","v":{"v":0,"d":"0.00"}},{"$f":"IF(EBF_2C>0.1,(SUMIFS(GH!AB$10:AB$97,GH!$D$10:$D$97,V_GH!$AT$219,V_GH!$S$10:$S$97,\"x\")\n+SUMIFS(M_GH!AE$11:AE$98,M_GH!$D$11:$D$98,V_GH!$AT$219,V_GH!$AO$10:$AO$97,\"x\"))/EBF_2C,0)","v":{"v":0,"d":"0.00"}},{"$f":"IF(EBF_2C>0.1,(SUMIFS(GH!AC$10:AC$97,GH!$D$10:$D$97,V_GH!$AT$219,V_GH!$S$10:$S$97,\"x\")\n+SUMIFS(M_GH!AF$11:AF$98,M_GH!$D$11:$D$98,V_GH!$AT$219,V_GH!$AO$10:$AO$97,\"x\"))/EBF_2C,0)","v":{"v":0,"d":"0.00"}},{"$f":"IF(EBF_2C>0.1,(SUMIFS(GH!AD$10:AD$97,GH!$D$10:$D$97,V_GH!$AT$219,V_GH!$S$10:$S$97,\"x\")\n+SUMIFS(M_GH!AG$11:AG$98,M_GH!$D$11:$D$98,V_GH!$AT$219,V_GH!$AO$10:$AO$97,\"x\"))/EBF_2C,0)","v":{"v":0,"d":"0.00"}},{"$f":"IF(EBF_2C>0.1,(SUMIFS(GH!AE$48:AE$77,GH!$D$48:$D$77,V_GH!$AT$219,V_GH!$S$48:$S$77,\"x\")\n+SUMIFS(M_GH!AH$49:AH$78,M_GH!$D$49:$D$78,V_GH!$AT$219,V_GH!$AO$48:$AO$77,\"x\"))/EBF_2C,0)","v":{"v":0,"d":"0.00"}},{"$f":"IF(EBF_2C>0.1,(SUMIFS(GH!AF$48:AF$77,GH!$D$48:$D$77,V_GH!$AT$219,V_GH!$S$48:$S$77,\"x\")\n+SUMIFS(M_GH!AI$49:AI$78,M_GH!$D$49:$D$78,V_GH!$AT$219,V_GH!$AO$48:$AO$77,\"x\"))/EBF_2C,0)","v":{"v":0,"d":"0.00"}},{"$f":"IF(EBF_2C>0.1,(SUMIFS(GH!AG$48:AG$77,GH!$D$48:$D$77,V_GH!$AT$219,V_GH!$S$48:$S$77,\"x\")\n+SUMIFS(M_GH!AJ$49:AJ$78,M_GH!$D$49:$D$78,V_GH!$AT$219,V_GH!$AO$48:$AO$77,\"x\"))/EBF_2C,0)","v":{"v":0,"d":"0.00"}},{"$f":"IF(EBF_2C>0.1,(SUMIFS(GH!AH$48:AH$77,GH!$D$48:$D$77,V_GH!$AT$219,V_GH!$S$48:$S$77,\"x\")\n+SUMIFS(M_GH!AK$49:AK$78,M_GH!$D$49:$D$78,V_GH!$AT$219,V_GH!$AO$48:$AO$77,\"x\"))/EBF_2C,0)","v":{"v":0,"d":"0.00"}},{"$f":"IF(EBF_2C>0.1,(SUMIFS(GH!AI$48:AI$77,GH!$D$48:$D$77,V_GH!$AT$219,V_GH!$S$48:$S$77,\"x\")\n+SUMIFS(M_GH!AL$49:AL$78,M_GH!$D$49:$D$78,V_GH!$AT$219,V_GH!$AO$48:$AO$77,\"x\"))/EBF_2C,0)","v":{"v":0,"d":"0.00"}},{"$f":"IF(EBF_2C>0.1,(SUMIFS(GH!AJ$48:AJ$77,GH!$D$48:$D$77,V_GH!$AT$219,V_GH!$S$48:$S$77,\"x\")\n+SUMIFS(M_GH!AM$49:AM$78,M_GH!$D$49:$D$78,V_GH!$AT$219,V_GH!$AO$48:$AO$77,\"x\"))/EBF_2C,0)","v":{"v":0,"d":"0.00"}},{"$f":"IF(EBF_2C>0.1,(SUMIFS(GH!AK$48:AK$77,GH!$D$48:$D$77,V_GH!$AT$219,V_GH!$S$48:$S$77,\"x\")\n+SUMIFS(M_GH!AN$49:AN$78,M_GH!$D$49:$D$78,V_GH!$AT$219,V_GH!$AO$48:$AO$77,\"x\"))/EBF_2C,0)","v":{"v":0,"d":"0.00"}},{"$f":"IF(EBF_2C>0.1,(SUMIFS(GH!AL$48:AL$77,GH!$D$48:$D$77,V_GH!$AT$219,V_GH!$S$48:$S$77,\"x\")\n+SUMIFS(M_GH!AO$49:AO$78,M_GH!$D$49:$D$78,V_GH!$AT$219,V_GH!$AO$48:$AO$77,\"x\"))/EBF_2C,0)","v":{"v":0,"d":"0.00"}},{"$f":"IF(EBF_2C>0.1,(SUMIFS(GH!AM$48:AM$77,GH!$D$48:$D$77,V_GH!$AT$219,V_GH!$S$48:$S$77,\"x\")\n+SUMIFS(M_GH!AP$49:AP$78,M_GH!$D$49:$D$78,V_GH!$AT$219,V_GH!$AO$48:$AO$77,\"x\"))/EBF_2C,0)","v":{"v":0,"d":"0.00"}},{"$f":"IF(EBF_2C>0.1,(SUMIFS(GH!AN$48:AN$77,GH!$D$48:$D$77,V_GH!$AT$219,V_GH!$S$48:$S$77,\"x\")\n+SUMIFS(M_GH!AQ$49:AQ$78,M_GH!$D$49:$D$78,V_GH!$AT$219,V_GH!$AO$48:$AO$77,\"x\"))/EBF_2C,0)","v":{"v":0,"d":"0.00"}},{"$f":"IF(EBF_2C>0.1,(SUMIFS(GH!AO$48:AO$77,GH!$D$48:$D$77,V_GH!$AT$219,V_GH!$S$48:$S$77,\"x\")\n+SUMIFS(M_GH!AR$49:AR$78,M_GH!$D$49:$D$78,V_GH!$AT$219,V_GH!$AO$48:$AO$77,\"x\"))/EBF_2C,0)","v":{"v":0,"d":"0.00"}},{"$f":"IF(EBF_2C>0.1,(SUMIFS(GH!AP$48:AP$77,GH!$D$48:$D$77,V_GH!$AT$219,V_GH!$S$48:$S$77,\"x\")\n+SUMIFS(M_GH!AS$49:AS$78,M_GH!$D$49:$D$78,V_GH!$AT$219,V_GH!$AO$48:$AO$77,\"x\"))/EBF_2C,0)","v":{"v":0,"d":"0.00"}},{"$f":"SUM(BH281:BS281)","v":{"v":0,"d":"0.00"}}]
[{"$nulls":45}," gegen unbeh./erde",{"$f":"IF(EBF_2C>0.1,(SUMIFS(GH!R$104:R$149,GH!$D$104:$D$149,V_GH!$AT$219,V_GH!$S$104:$S$149,\"x\")\n+SUMIFS(M_GH!U$105:U$150,M_GH!$D$105:$D$150,V_GH!$AT$219,V_GH!$AO$104:$AO$149,\"x\"))/EBF_2C,0)","v":{"v":0,"d":"0.00"}},{"$f":"IF(EBF_2C>0.1,(SUMIFS(GH!S$104:S$149,GH!$D$104:$D$149,V_GH!$AT$219,V_GH!$S$104:$S$149,\"x\")\n+SUMIFS(M_GH!V$105:V$150,M_GH!$D$105:$D$150,V_GH!$AT$219,V_GH!$AO$104:$AO$149,\"x\"))/EBF_2C,0)","v":{"v":0,"d":"0.00"}},{"$f":"IF(EBF_2C>0.1,(SUMIFS(GH!T$104:T$149,GH!$D$104:$D$149,V_GH!$AT$219,V_GH!$S$104:$S$149,\"x\")\n+SUMIFS(M_GH!W$105:W$150,M_GH!$D$105:$D$150,V_GH!$AT$219,V_GH!$AO$104:$AO$149,\"x\"))/EBF_2C,0)","v":{"v":0,"d":"0.00"}},{"$f":"IF(EBF_2C>0.1,(SUMIFS(GH!U$104:U$149,GH!$D$104:$D$149,V_GH!$AT$219,V_GH!$S$104:$S$149,\"x\")\n+SUMIFS(M_GH!X$105:X$150,M_GH!$D$105:$D$150,V_GH!$AT$219,V_GH!$AO$104:$AO$149,\"x\"))/EBF_2C,0)","v":{"v":0,"d":"0.00"}},{"$f":"IF(EBF_2C>0.1,(SUMIFS(GH!V$104:V$149,GH!$D$104:$D$149,V_GH!$AT$219,V_GH!$S$104:$S$149,\"x\")\n+SUMIFS(M_GH!Y$105:Y$150,M_GH!$D$105:$D$150,V_GH!$AT$219,V_GH!$AO$104:$AO$149,\"x\"))/EBF_2C,0)","v":{"v":0,"d":"0.00"}},{"$f":"IF(EBF_2C>0.1,(SUMIFS(GH!W$104:W$149,GH!$D$104:$D$149,V_GH!$AT$219,V_GH!$S$104:$S$149,\"x\")\n+SUMIFS(M_GH!Z$105:Z$150,M_GH!$D$105:$D$150,V_GH!$AT$219,V_GH!$AO$104:$AO$149,\"x\"))/EBF_2C,0)","v":{"v":0,"d":"0.00"}},{"$f":"IF(EBF_2C>0.1,(SUMIFS(GH!X$104:X$149,GH!$D$104:$D$149,V_GH!$AT$219,V_GH!$S$104:$S$149,\"x\")\n+SUMIFS(M_GH!AA$105:AA$150,M_GH!$D$105:$D$150,V_GH!$AT$219,V_GH!$AO$104:$AO$149,\"x\"))/EBF_2C,0)","v":{"v":0,"d":"0.00"}},{"$f":"IF(EBF_2C>0.1,(SUMIFS(GH!Y$104:Y$149,GH!$D$104:$D$149,V_GH!$AT$219,V_GH!$S$104:$S$149,\"x\")\n+SUMIFS(M_GH!AB$105:AB$150,M_GH!$D$105:$D$150,V_GH!$AT$219,V_GH!$AO$104:$AO$149,\"x\"))/EBF_2C,0)","v":{"v":0,"d":"0.00"}},{"$f":"IF(EBF_2C>0.1,(SUMIFS(GH!Z$104:Z$149,GH!$D$104:$D$149,V_GH!$AT$219,V_GH!$S$104:$S$149,\"x\")\n+SUMIFS(M_GH!AC$105:AC$150,M_GH!$D$105:$D$150,V_GH!$AT$219,V_GH!$AO$104:$AO$149,\"x\"))/EBF_2C,0)","v":{"v":0,"d":"0.00"}},{"$f":"IF(EBF_2C>0.1,(SUMIFS(GH!AA$104:AA$149,GH!$D$104:$D$149,V_GH!$AT$219,V_GH!$S$104:$S$149,\"x\")\n+SUMIFS(M_GH!AD$105:AD$150,M_GH!$D$105:$D$150,V_GH!$AT$219,V_GH!$AO$104:$AO$149,\"x\"))/EBF_2C,0)","v":{"v":0,"d":"0.00"}},{"$f":"IF(EBF_2C>0.1,(SUMIFS(GH!AB$104:AB$149,GH!$D$104:$D$149,V_GH!$AT$219,V_GH!$S$104:$S$149,\"x\")\n+SUMIFS(M_GH!AE$105:AE$150,M_GH!$D$105:$D$150,V_GH!$AT$219,V_GH!$AO$104:$AO$149,\"x\"))/EBF_2C,0)","v":{"v":0,"d":"0.00"}},{"$f":"IF(EBF_2C>0.1,(SUMIFS(GH!AC$104:AC$149,GH!$D$104:$D$149,V_GH!$AT$219,V_GH!$S$104:$S$149,\"x\")\n+SUMIFS(M_GH!AF$105:AF$150,M_GH!$D$105:$D$150,V_GH!$AT$219,V_GH!$AO$104:$AO$149,\"x\"))/EBF_2C,0)","v":{"v":0,"d":"0.00"}},{"$f":"IF(EBF_2C>0.1,(SUMIFS(GH!AD$104:AD$149,GH!$D$104:$D$149,V_GH!$AT$219,V_GH!$S$104:$S$149,\"x\")\n+SUMIFS(M_GH!AG$105:AG$150,M_GH!$D$105:$D$150,V_GH!$AT$219,V_GH!$AO$104:$AO$149,\"x\"))/EBF_2C,0)","v":{"v":0,"d":"0.00"}}]
[{"$nulls":45}," wärmebrücken",{"$f":"IF(EBF_2C>0.1,(SUMIFS(GH!R$157:R$177,GH!$D$157:$D$177,V_GH!$AT$219,V_GH!$S$157:$S$177,\"x\")\n+SUMIFS(M_GH!U$158:U$178,M_GH!$D$158:$D$178,V_GH!$AT$219,V_GH!$AO$157:$AO$177,\"x\"))/EBF_2C,0)","v":{"v":0,"d":"0.00"}},{"$f":"IF(EBF_2C>0.1,(SUMIFS(GH!S$157:S$177,GH!$D$157:$D$177,V_GH!$AT$219,V_GH!$S$157:$S$177,\"x\")\n+SUMIFS(M_GH!V$158:V$178,M_GH!$D$158:$D$178,V_GH!$AT$219,V_GH!$AO$157:$AO$177,\"x\"))/EBF_2C,0)","v":{"v":0,"d":"0.00"}},{"$f":"IF(EBF_2C>0.1,(SUMIFS(GH!T$157:T$177,GH!$D$157:$D$177,V_GH!$AT$219,V_GH!$S$157:$S$177,\"x\")\n+SUMIFS(M_GH!W$158:W$178,M_GH!$D$158:$D$178,V_GH!$AT$219,V_GH!$AO$157:$AO$177,\"x\"))/EBF_2C,0)","v":{"v":0,"d":"0.00"}},{"$f":"IF(EBF_2C>0.1,(SUMIFS(GH!U$157:U$177,GH!$D$157:$D$177,V_GH!$AT$219,V_GH!$S$157:$S$177,\"x\")\n+SUMIFS(M_GH!X$158:X$178,M_GH!$D$158:$D$178,V_GH!$AT$219,V_GH!$AO$157:$AO$177,\"x\"))/EBF_2C,0)","v":{"v":0,"d":"0.00"}},{"$f":"IF(EBF_2C>0.1,(SUMIFS(GH!V$157:V$177,GH!$D$157:$D$177,V_GH!$AT$219,V_GH!$S$157:$S$177,\"x\")\n+SUMIFS(M_GH!Y$158:Y$178,M_GH!$D$158:$D$178,V_GH!$AT$219,V_GH!$AO$157:$AO$177,\"x\"))/EBF_2C,0)","v":{"v":0,"d":"0.00"}},{"$f":"IF(EBF_2C>0.1,(SUMIFS(GH!W$157:W$177,GH!$D$157:$D$177,V_GH!$AT$219,V_GH!$S$157:$S$177,\"x\")\n+SUMIFS(M_GH!Z$158:Z$178,M_GH!$D$158:$D$178,V_GH!$AT$219,V_GH!$AO$157:$AO$177,\"x\"))/EBF_2C,0)","v":{"v":0,"d":"0.00"}},{"$f":"IF(EBF_2C>0.1,(SUMIFS(GH!X$157:X$177,GH!$D$157:$D$177,V_GH!$AT$219,V_GH!$S$157:$S$177,\"x\")\n+SUMIFS(M_GH!AA$158:AA$178,M_GH!$D$158:$D$178,V_GH!$AT$219,V_GH!$AO$157:$AO$177,\"x\"))/EBF_2C,0)","v":{"v":0,"d":"0.00"}},{"$f":"IF(EBF_2C>0.1,(SUMIFS(GH!Y$157:Y$177,GH!$D$157:$D$177,V_GH!$AT$219,V_GH!$S$157:$S$177,\"x\")\n+SUMIFS(M_GH!AB$158:AB$178,M_GH!$D$158:$D$178,V_GH!$AT$219,V_GH!$AO$157:$AO$177,\"x\"))/EBF_2C,0)","v":{"v":0,"d":"0.00"}},{"$f":"IF(EBF_2C>0.1,(SUMIFS(GH!Z$157:Z$177,GH!$D$157:$D$177,V_GH!$AT$219,V_GH!$S$157:$S$177,\"x\")\n+SUMIFS(M_GH!AC$158:AC$178,M_GH!$D$158:$D$178,V_GH!$AT$219,V_GH!$AO$157:$AO$177,\"x\"))/EBF_2C,0)","v":{"v":0,"d":"0.00"}},{"$f":"IF(EBF_2C>0.1,(SUMIFS(GH!AA$157:AA$177,GH!$D$157:$D$177,V_GH!$AT$219,V_GH!$S$157:$S$177,\"x\")\n+SUMIFS(M_GH!AD$158:AD$178,M_GH!$D$158:$D$178,V_GH!$AT$219,V_GH!$AO$157:$AO$177,\"x\"))/EBF_2C,0)","v":{"v":0,"d":"0.00"}},{"$f":"IF(EBF_2C>0.1,(SUMIFS(GH!AB$157:AB$177,GH!$D$157:$D$177,V_GH!$AT$219,V_GH!$S$157:$S$177,\"x\")\n+SUMIFS(M_GH!AE$158:AE$178,M_GH!$D$158:$D$178,V_GH!$AT$219,V_GH!$AO$157:$AO$177,\"x\"))/EBF_2C,0)","v":{"v":0,"d":"0.00"}},{"$f":"IF(EBF_2C>0.1,(SUMIFS(GH!AC$157:AC$177,GH!$D$157:$D$177,V_GH!$AT$219,V_GH!$S$157:$S$177,\"x\")\n+SUMIFS(M_GH!AF$158:AF$178,M_GH!$D$158:$D$178,V_GH!$AT$219,V_GH!$AO$157:$AO$177,\"x\"))/EBF_2C,0)","v":{"v":0,"d":"0.00"}},{"$f":"IF(EBF_2C>0.1,(SUMIFS(GH!AD$157:AD$177,GH!$D$157:$D$177,V_GH!$AT$219,V_GH!$S$157:$S$177,\"x\")\n+SUMIFS(M_GH!AG$158:AG$178,M_GH!$D$158:$D$178,V_GH!$AT$219,V_GH!$AO$157:$AO$177,\"x\"))/EBF_2C,0)","v":{"v":0,"d":"0.00"}}]
[{"$nulls":45}," gegen innen",{"$f":"IF(EBF_2C>0.1,(SUMIFS(GH!R$184:R$207,GH!$D$184:$D$207,V_GH!$AT$219,V_GH!$S$184:$S$207,\"x\")\n+SUMIFS(M_GH!U$185:U$208,M_GH!$D$185:$D$208,V_GH!$AT$219,V_GH!$AO$184:$AO$207,\"x\"))/EBF_2C,0)","v":{"v":0,"d":"0.00"}},{"$f":"IF(EBF_2C>0.1,(SUMIFS(GH!S$184:S$207,GH!$D$184:$D$207,V_GH!$AT$219,V_GH!$S$184:$S$207,\"x\")\n+SUMIFS(M_GH!V$185:V$208,M_GH!$D$185:$D$208,V_GH!$AT$219,V_GH!$AO$184:$AO$207,\"x\"))/EBF_2C,0)","v":{"v":0,"d":"0.00"}},{"$f":"IF(EBF_2C>0.1,(SUMIFS(GH!T$184:T$207,GH!$D$184:$D$207,V_GH!$AT$219,V_GH!$S$184:$S$207,\"x\")\n+SUMIFS(M_GH!W$185:W$208,M_GH!$D$185:$D$208,V_GH!$AT$219,V_GH!$AO$184:$AO$207,\"x\"))/EBF_2C,0)","v":{"v":0,"d":"0.00"}},{"$f":"IF(EBF_2C>0.1,(SUMIFS(GH!U$184:U$207,GH!$D$184:$D$207,V_GH!$AT$219,V_GH!$S$184:$S$207,\"x\")\n+SUMIFS(M_GH!X$185:X$208,M_GH!$D$185:$D$208,V_GH!$AT$219,V_GH!$AO$184:$AO$207,\"x\"))/EBF_2C,0)","v":{"v":0,"d":"0.00"}},{"$f":"IF(EBF_2C>0.1,(SUMIFS(GH!V$184:V$207,GH!$D$184:$D$207,V_GH!$AT$219,V_GH!$S$184:$S$207,\"x\")\n+SUMIFS(M_GH!Y$185:Y$208,M_GH!$D$185:$D$208,V_GH!$AT$219,V_GH!$AO$184:$AO$207,\"x\"))/EBF_2C,0)","v":{"v":0,"d":"0.00"}},{"$f":"IF(EBF_2C>0.1,(SUMIFS(GH!W$184:W$207,GH!$D$184:$D$207,V_GH!$AT$219,V_GH!$S$184:$S$207,\"x\")\n+SUMIFS(M_GH!Z$185:Z$208,M_GH!$D$185:$D$208,V_GH!$AT$219,V_GH!$AO$184:$AO$207,\"x\"))/EBF_2C,0)","v":{"v":0,"d":"0.00"}},{"$f":"IF(EBF_2C>0.1,(SUMIFS(GH!X$184:X$207,GH!$D$184:$D$207,V_GH!$AT$219,V_GH!$S$184:$S$207,\"x\")\n+SUMIFS(M_GH!AA$185:AA$208,M_GH!$D$185:$D$208,V_GH!$AT$219,V_GH!$AO$184:$AO$207,\"x\"))/EBF_2C,0)","v":{"v":0,"d":"0.00"}},{"$f":"IF(EBF_2C>0.1,(SUMIFS(GH!Y$184:Y$207,GH!$D$184:$D$207,V_GH!$AT$219,V_GH!$S$184:$S$207,\"x\")\n+SUMIFS(M_GH!AB$185:AB$208,M_GH!$D$185:$D$208,V_GH!$AT$219,V_GH!$AO$184:$AO$207,\"x\"))/EBF_2C,0)","v":{"v":0,"d":"0.00"}},{"$f":"IF(EBF_2C>0.1,(SUMIFS(GH!Z$184:Z$207,GH!$D$184:$D$207,V_GH!$AT$219,V_GH!$S$184:$S$207,\"x\")\n+SUMIFS(M_GH!AC$185:AC$208,M_GH!$D$185:$D$208,V_GH!$AT$219,V_GH!$AO$184:$AO$207,\"x\"))/EBF_2C,0)","v":{"v":0,"d":"0.00"}},{"$f":"IF(EBF_2C>0.1,(SUMIFS(GH!AA$184:AA$207,GH!$D$184:$D$207,V_GH!$AT$219,V_GH!$S$184:$S$207,\"x\")\n+SUMIFS(M_GH!AD$185:AD$208,M_GH!$D$185:$D$208,V_GH!$AT$219,V_GH!$AO$184:$AO$207,\"x\"))/EBF_2C,0)","v":{"v":0,"d":"0.00"}},{"$f":"IF(EBF_2C>0.1,(SUMIFS(GH!AB$184:AB$207,GH!$D$184:$D$207,V_GH!$AT$219,V_GH!$S$184:$S$207,\"x\")\n+SUMIFS(M_GH!AE$185:AE$208,M_GH!$D$185:$D$208,V_GH!$AT$219,V_GH!$AO$184:$AO$207,\"x\"))/EBF_2C,0)","v":{"v":0,"d":"0.00"}},{"$f":"IF(EBF_2C>0.1,(SUMIFS(GH!AC$184:AC$207,GH!$D$184:$D$207,V_GH!$AT$219,V_GH!$S$184:$S$207,\"x\")\n+SUMIFS(M_GH!AF$185:AF$208,M_GH!$D$185:$D$208,V_GH!$AT$219,V_GH!$AO$184:$AO$207,\"x\"))/EBF_2C,0)","v":{"v":0,"d":"0.00"}},{"$f":"IF(EBF_2C>0.1,(SUMIFS(GH!AD$184:AD$207,GH!$D$184:$D$207,V_GH!$AT$219,V_GH!$S$184:$S$207,\"x\")\n+SUMIFS(M_GH!AG$185:AG$208,M_GH!$D$185:$D$208,V_GH!$AT$219,V_GH!$AO$184:$AO$207,\"x\"))/EBF_2C,0)","v":{"v":0,"d":"0.00"}}]
[{"$nulls":45}," Total",{"$f":"SUM(AU281:AU284)","v":{"v":0,"d":"0.00"}},{"$f":"SUM(AV281:AV284)","v":{"v":0,"d":"0.00"}},{"v":0,"d":"0.00"},{"v":0,"d":"0.00"},{"v":0,"d":"0.00"},{"v":0,"d":"0.00"},{"v":0,"d":"0.00"},{"v":0,"d":"0.00"},{"v":0,"d":"0.00"},{"v":0,"d":"0.00"},{"v":0,"d":"0.00"},{"v":0,"d":"0.00"},{"v":0,"d":"0.00"}]
[]
[{"$nulls":45},{"$f":"Kat_3","v":0}]
[{"$nulls":45}," gegen aussen",{"$f":"IF(EBF_3C>0.1,(SUMIFS(GH!R$10:R$97,GH!$D$10:$D$97,V_GH!$AT$226,V_GH!$S$10:$S$97,\"x\")\n+SUMIFS(M_GH!U$11:U$98,M_GH!$D$11:$D$98,V_GH!$AT$226,V_GH!$AO$10:$AO$97,\"x\"))/EBF_3C,0)","v":{"v":0,"d":"0.00"}},{"$f":"IF(EBF_3C>0.1,(SUMIFS(GH!S$10:S$97,GH!$D$10:$D$97,V_GH!$AT$226,V_GH!$S$10:$S$97,\"x\")\n+SUMIFS(M_GH!V$11:V$98,M_GH!$D$11:$D$98,V_GH!$AT$226,V_GH!$AO$10:$AO$97,\"x\"))/EBF_3C,0)","v":{"v":0,"d":"0.00"}},{"$f":"IF(EBF_3C>0.1,(SUMIFS(GH!T$10:T$97,GH!$D$10:$D$97,V_GH!$AT$226,V_GH!$S$10:$S$97,\"x\")\n+SUMIFS(M_GH!W$11:W$98,M_GH!$D$11:$D$98,V_GH!$AT$226,V_GH!$AO$10:$AO$97,\"x\"))/EBF_3C,0)","v":{"v":0,"d":"0.00"}},{"$f":"IF(EBF_3C>0.1,(SUMIFS(GH!U$10:U$97,GH!$D$10:$D$97,V_GH!$AT$226,V_GH!$S$10:$S$97,\"x\")\n+SUMIFS(M_GH!X$11:X$98,M_GH!$D$11:$D$98,V_GH!$AT$226,V_GH!$AO$10:$AO$97,\"x\"))/EBF_3C,0)","v":{"v":0,"d":"0.00"}},{"$f":"IF(EBF_3C>0.1,(SUMIFS(GH!V$10:V$97,GH!$D$10:$D$97,V_GH!$AT$226,V_GH!$S$10:$S$97,\"x\")\n+SUMIFS(M_GH!Y$11:Y$98,M_GH!$D$11:$D$98,V_GH!$AT$226,V_GH!$AO$10:$AO$97,\"x\"))/EBF_3C,0)","v":{"v":0,"d":"0.00"}},{"$f":"IF(EBF_3C>0.1,(SUMIFS(GH!W$10:W$97,GH!$D$10:$D$97,V_GH!$AT$226,V_GH!$S$10:$S$97,\"x\")\n+SUMIFS(M_GH!Z$11:Z$98,M_GH!$D$11:$D$98,V_GH!$AT$226,V_GH!$AO$10:$AO$97,\"x\"))/EBF_3C,0)","v":{"v":0,"d":"0.00"}},{"$f":"IF(EBF_3C>0.1,(SUMIFS(GH!X$10:X$97,GH!$D$10:$D$97,V_GH!$AT$226,V_GH!$S$10:$S$97,\"x\")\n+SUMIFS(M_GH!AA$11:AA$98,M_GH!$D$11:$D$98,V_GH!$AT$226,V_GH!$AO$10:$AO$97,\"x\"))/EBF_3C,0)","v":{"v":0,"d":"0.00"}},{"$f":"IF(EBF_3C>0.1,(SUMIFS(GH!Y$10:Y$97,GH!$D$10:$D$97,V_GH!$AT$226,V_GH!$S$10:$S$97,\"x\")\n+SUMIFS(M_GH!AB$11:AB$98,M_GH!$D$11:$D$98,V_GH!$AT$226,V_GH!$AO$10:$AO$97,\"x\"))/EBF_3C,0)","v":{"v":0,"d":"0.00"}},{"$f":"IF(EBF_3C>0.1,(SUMIFS(GH!Z$10:Z$97,GH!$D$10:$D$97,V_GH!$AT$226,V_GH!$S$10:$S$97,\"x\")\n+SUMIFS(M_GH!AC$11:AC$98,M_GH!$D$11:$D$98,V_GH!$AT$226,V_GH!$AO$10:$AO$97,\"x\"))/EBF_3C,0)","v":{"v":0,"d":"0.00"}},{"$f":"IF(EBF_3C>0.1,(SUMIFS(GH!AA$10:AA$97,GH!$D$10:$D$97,V_GH!$AT$226,V_GH!$S$10:$S$97,\"x\")\n+SUMIFS(M_GH!AD$11:AD$98,M_GH!$D$11:$D$98,V_GH!$AT$226,V_GH!$AO$10:$AO$97,\"x\"))/EBF_3C,0)","v":{"v":0,"d":"0.00"}},{"$f":"IF(EBF_3C>0.1,(SUMIFS(GH!AB$10:AB$97,GH!$D$10:$D$97,V_GH!$AT$226,V_GH!$S$10:$S$97,\"x\")\n+SUMIFS(M_GH!AE$11:AE$98,M_GH!$D$11:$D$98,V_GH!$AT$226,V_GH!$AO$10:$AO$97,\"x\"))/EBF_3C,0)","v":{"v":0,"d":"0.00"}},{"$f":"IF(EBF_3C>0.1,(SUMIFS(GH!AC$10:AC$97,GH!$D$10:$D$97,V_GH!$AT$226,V_GH!$S$10:$S$97,\"x\")\n+SUMIFS(M_GH!AF$11:AF$98,M_GH!$D$11:$D$98,V_GH!$AT$226,V_GH!$AO$10:$AO$97,\"x\"))/EBF_3C,0)","v":{"v":0,"d":"0.00"}},{"$f":"IF(EBF_3C>0.1,(SUMIFS(GH!AD$10:AD$97,GH!$D$10:$D$97,V_GH!$AT$226,V_GH!$S$10:$S$97,\"x\")\n+SUMIFS(M_GH!AG$11:AG$98,M_GH!$D$11:$D$98,V_GH!$AT$226,V_GH!$AO$10:$AO$97,\"x\"))/EBF_3C,0)","v":{"v":0,"d":"0.00"}},{"$f":"IF(EBF_3C>0.1,(SUMIFS(GH!AE$48:AE$77,GH!$D$48:$D$77,V_GH!$AT$226,V_GH!$S$48:$S$77,\"x\")\n+SUMIFS(M_GH!AH$49:AH$78,M_GH!$D$49:$D$78,V_GH!$AT$226,V_GH!$AO$48:$AO$77,\"x\"))/EBF_3C,0)","v":{"v":0,"d":"0.00"}},{"$f":"IF(EBF_3C>0.1,(SUMIFS(GH!AF$48:AF$77,GH!$D$48:$D$77,V_GH!$AT$226,V_GH!$S$48:$S$77,\"x\")\n+SUMIFS(M_GH!AI$49:AI$78,M_GH!$D$49:$D$78,V_GH!$AT$226,V_GH!$AO$48:$AO$77,\"x\"))/EBF_3C,0)","v":{"v":0,"d":"0.00"}},{"$f":"IF(EBF_3C>0.1,(SUMIFS(GH!AG$48:AG$77,GH!$D$48:$D$77,V_GH!$AT$226,V_GH!$S$48:$S$77,\"x\")\n+SUMIFS(M_GH!AJ$49:AJ$78,M_GH!$D$49:$D$78,V_GH!$AT$226,V_GH!$AO$48:$AO$77,\"x\"))/EBF_3C,0)","v":{"v":0,"d":"0.00"}},{"$f":"IF(EBF_3C>0.1,(SUMIFS(GH!AH$48:AH$77,GH!$D$48:$D$77,V_GH!$AT$226,V_GH!$S$48:$S$77,\"x\")\n+SUMIFS(M_GH!AK$49:AK$78,M_GH!$D$49:$D$78,V_GH!$AT$226,V_GH!$AO$48:$AO$77,\"x\"))/EBF_3C,0)","v":{"v":0,"d":"0.00"}},{"$f":"IF(EBF_3C>0.1,(SUMIFS(GH!AI$48:AI$77,GH!$D$48:$D$77,V_GH!$AT$226,V_GH!$S$48:$S$77,\"x\")\n+SUMIFS(M_GH!AL$49:AL$78,M_GH!$D$49:$D$78,V_GH!$AT$226,V_GH!$AO$48:$AO$77,\"x\"))/EBF_3C,0)","v":{"v":0,"d":"0.00"}},{"$f":"IF(EBF_3C>0.1,(SUMIFS(GH!AJ$48:AJ$77,GH!$D$48:$D$77,V_GH!$AT$226,V_GH!$S$48:$S$77,\"x\")\n+SUMIFS(M_GH!AM$49:AM$78,M_GH!$D$49:$D$78,V_GH!$AT$226,V_GH!$AO$48:$AO$77,\"x\"))/EBF_3C,0)","v":{"v":0,"d":"0.00"}},{"$f":"IF(EBF_3C>0.1,(SUMIFS(GH!AK$48:AK$77,GH!$D$48:$D$77,V_GH!$AT$226,V_GH!$S$48:$S$77,\"x\")\n+SUMIFS(M_GH!AN$49:AN$78,M_GH!$D$49:$D$78,V_GH!$AT$226,V_GH!$AO$48:$AO$77,\"x\"))/EBF_3C,0)","v":{"v":0,"d":"0.00"}},{"$f":"IF(EBF_3C>0.1,(SUMIFS(GH!AL$48:AL$77,GH!$D$48:$D$77,V_GH!$AT$226,V_GH!$S$48:$S$77,\"x\")\n+SUMIFS(M_GH!AO$49:AO$78,M_GH!$D$49:$D$78,V_GH!$AT$226,V_GH!$AO$48:$AO$77,\"x\"))/EBF_3C,0)","v":{"v":0,"d":"0.00"}},{"$f":"IF(EBF_3C>0.1,(SUMIFS(GH!AM$48:AM$77,GH!$D$48:$D$77,V_GH!$AT$226,V_GH!$S$48:$S$77,\"x\")\n+SUMIFS(M_GH!AP$49:AP$78,M_GH!$D$49:$D$78,V_GH!$AT$226,V_GH!$AO$48:$AO$77,\"x\"))/EBF_3C,0)","v":{"v":0,"d":"0.00"}},{"$f":"IF(EBF_3C>0.1,(SUMIFS(GH!AN$48:AN$77,GH!$D$48:$D$77,V_GH!$AT$226,V_GH!$S$48:$S$77,\"x\")\n+SUMIFS(M_GH!AQ$49:AQ$78,M_GH!$D$49:$D$78,V_GH!$AT$226,V_GH!$AO$48:$AO$77,\"x\"))/EBF_3C,0)","v":{"v":0,"d":"0.00"}},{"$f":"IF(EBF_3C>0.1,(SUMIFS(GH!AO$48:AO$77,GH!$D$48:$D$77,V_GH!$AT$226,V_GH!$S$48:$S$77,\"x\")\n+SUMIFS(M_GH!AR$49:AR$78,M_GH!$D$49:$D$78,V_GH!$AT$226,V_GH!$AO$48:$AO$77,\"x\"))/EBF_3C,0)","v":{"v":0,"d":"0.00"}},{"$f":"IF(EBF_3C>0.1,(SUMIFS(GH!AP$48:AP$77,GH!$D$48:$D$77,V_GH!$AT$226,V_GH!$S$48:$S$77,\"x\")\n+SUMIFS(M_GH!AS$49:AS$78,M_GH!$D$49:$D$78,V_GH!$AT$226,V_GH!$AO$48:$AO$77,\"x\"))/EBF_3C,0)","v":{"v":0,"d":"0.00"}},{"$f":"SUM(BH288:BS288)","v":{"v":0,"d":"0.00"}}]
[{"$nulls":45}," gegen unbeh./erde",{"$f":"IF(EBF_3C>0.1,(SUMIFS(GH!R$104:R$149,GH!$D$104:$D$149,V_GH!$AT$226,V_GH!$S$104:$S$149,\"x\")\n+SUMIFS(M_GH!U$105:U$150,M_GH!$D$105:$D$150,V_GH!$AT$226,V_GH!$AO$104:$AO$149,\"x\"))/EBF_3C,0)","v":{"v":0,"d":"0.00"}},{"$f":"IF(EBF_3C>0.1,(SUMIFS(GH!S$104:S$149,GH!$D$104:$D$149,V_GH!$AT$226,V_GH!$S$104:$S$149,\"x\")\n+SUMIFS(M_GH!V$105:V$150,M_GH!$D$105:$D$150,V_GH!$AT$226,V_GH!$AO$104:$AO$149,\"x\"))/EBF_3C,0)","v":{"v":0,"d":"0.00"}},{"$f":"IF(EBF_3C>0.1,(SUMIFS(GH!T$104:T$149,GH!$D$104:$D$149,V_GH!$AT$226,V_GH!$S$104:$S$149,\"x\")\n+SUMIFS(M_GH!W$105:W$150,M_GH!$D$105:$D$150,V_GH!$AT$226,V_GH!$AO$104:$AO$149,\"x\"))/EBF_3C,0)","v":{"v":0,"d":"0.00"}},{"$f":"IF(EBF_3C>0.1,(SUMIFS(GH!U$104:U$149,GH!$D$104:$D$149,V_GH!$AT$226,V_GH!$S$104:$S$149,\"x\")\n+SUMIFS(M_GH!X$105:X$150,M_GH!$D$105:$D$150,V_GH!$AT$226,V_GH!$AO$104:$AO$149,\"x\"))/EBF_3C,0)","v":{"v":0,"d":"0.00"}},{"$f":"IF(EBF_3C>0.1,(SUMIFS(GH!V$104:V$149,GH!$D$104:$D$149,V_GH!$AT$226,V_GH!$S$104:$S$149,\"x\")\n+SUMIFS(M_GH!Y$105:Y$150,M_GH!$D$105:$D$150,V_GH!$AT$226,V_GH!$AO$104:$AO$149,\"x\"))/EBF_3C,0)","v":{"v":0,"d":"0.00"}},{"$f":"IF(EBF_3C>0.1,(SUMIFS(GH!W$104:W$149,GH!$D$104:$D$149,V_GH!$AT$226,V_GH!$S$104:$S$149,\"x\")\n+SUMIFS(M_GH!Z$105:Z$150,M_GH!$D$105:$D$150,V_GH!$AT$226,V_GH!$AO$104:$AO$149,\"x\"))/EBF_3C,0)","v":{"v":0,"d":"0.00"}},{"$f":"IF(EBF_3C>0.1,(SUMIFS(GH!X$104:X$149,GH!$D$104:$D$149,V_GH!$AT$226,V_GH!$S$104:$S$149,\"x\")\n+SUMIFS(M_GH!AA$105:AA$150,M_GH!$D$105:$D$150,V_GH!$AT$226,V_GH!$AO$104:$AO$149,\"x\"))/EBF_3C,0)","v":{"v":0,"d":"0.00"}},{"$f":"IF(EBF_3C>0.1,(SUMIFS(GH!Y$104:Y$149,GH!$D$104:$D$149,V_GH!$AT$226,V_GH!$S$104:$S$149,\"x\")\n+SUMIFS(M_GH!AB$105:AB$150,M_GH!$D$105:$D$150,V_GH!$AT$226,V_GH!$AO$104:$AO$149,\"x\"))/EBF_3C,0)","v":{"v":0,"d":"0.00"}},{"$f":"IF(EBF_3C>0.1,(SUMIFS(GH!Z$104:Z$149,GH!$D$104:$D$149,V_GH!$AT$226,V_GH!$S$104:$S$149,\"x\")\n+SUMIFS(M_GH!AC$105:AC$150,M_GH!$D$105:$D$150,V_GH!$AT$226,V_GH!$AO$104:$AO$149,\"x\"))/EBF_3C,0)","v":{"v":0,"d":"0.00"}},{"$f":"IF(EBF_3C>0.1,(SUMIFS(GH!AA$104:AA$149,GH!$D$104:$D$149,V_GH!$AT$226,V_GH!$S$104:$S$149,\"x\")\n+SUMIFS(M_GH!AD$105:AD$150,M_GH!$D$105:$D$150,V_GH!$AT$226,V_GH!$AO$104:$AO$149,\"x\"))/EBF_3C,0)","v":{"v":0,"d":"0.00"}},{"$f":"IF(EBF_3C>0.1,(SUMIFS(GH!AB$104:AB$149,GH!$D$104:$D$149,V_GH!$AT$226,V_GH!$S$104:$S$149,\"x\")\n+SUMIFS(M_GH!AE$105:AE$150,M_GH!$D$105:$D$150,V_GH!$AT$226,V_GH!$AO$104:$AO$149,\"x\"))/EBF_3C,0)","v":{"v":0,"d":"0.00"}},{"$f":"IF(EBF_3C>0.1,(SUMIFS(GH!AC$104:AC$149,GH!$D$104:$D$149,V_GH!$AT$226,V_GH!$S$104:$S$149,\"x\")\n+SUMIFS(M_GH!AF$105:AF$150,M_GH!$D$105:$D$150,V_GH!$AT$226,V_GH!$AO$104:$AO$149,\"x\"))/EBF_3C,0)","v":{"v":0,"d":"0.00"}},{"$f":"IF(EBF_3C>0.1,(SUMIFS(GH!AD$104:AD$149,GH!$D$104:$D$149,V_GH!$AT$226,V_GH!$S$104:$S$149,\"x\")\n+SUMIFS(M_GH!AG$105:AG$150,M_GH!$D$105:$D$150,V_GH!$AT$226,V_GH!$AO$104:$AO$149,\"x\"))/EBF_3C,0)","v":{"v":0,"d":"0.00"}}]
[{"$nulls":45}," wärmebrücken",{"$f":"IF(EBF_3C>0.1,(SUMIFS(GH!R$157:R$177,GH!$D$157:$D$177,V_GH!$AT$226,V_GH!$S$157:$S$177,\"x\")\n+SUMIFS(M_GH!U$158:U$178,M_GH!$D$158:$D$178,V_GH!$AT$226,V_GH!$AO$157:$AO$177,\"x\"))/EBF_3C,0)","v":{"v":0,"d":"0.00"}},{"$f":"IF(EBF_3C>0.1,(SUMIFS(GH!S$157:S$177,GH!$D$157:$D$177,V_GH!$AT$226,V_GH!$S$157:$S$177,\"x\")\n+SUMIFS(M_GH!V$158:V$178,M_GH!$D$158:$D$178,V_GH!$AT$226,V_GH!$AO$157:$AO$177,\"x\"))/EBF_3C,0)","v":{"v":0,"d":"0.00"}},{"$f":"IF(EBF_3C>0.1,(SUMIFS(GH!T$157:T$177,GH!$D$157:$D$177,V_GH!$AT$226,V_GH!$S$157:$S$177,\"x\")\n+SUMIFS(M_GH!W$158:W$178,M_GH!$D$158:$D$178,V_GH!$AT$226,V_GH!$AO$157:$AO$177,\"x\"))/EBF_3C,0)","v":{"v":0,"d":"0.00"}},{"$f":"IF(EBF_3C>0.1,(SUMIFS(GH!U$157:U$177,GH!$D$157:$D$177,V_GH!$AT$226,V_GH!$S$157:$S$177,\"x\")\n+SUMIFS(M_GH!X$158:X$178,M_GH!$D$158:$D$178,V_GH!$AT$226,V_GH!$AO$157:$AO$177,\"x\"))/EBF_3C,0)","v":{"v":0,"d":"0.00"}},{"$f":"IF(EBF_3C>0.1,(SUMIFS(GH!V$157:V$177,GH!$D$157:$D$177,V_GH!$AT$226,V_GH!$S$157:$S$177,\"x\")\n+SUMIFS(M_GH!Y$158:Y$178,M_GH!$D$158:$D$178,V_GH!$AT$226,V_GH!$AO$157:$AO$177,\"x\"))/EBF_3C,0)","v":{"v":0,"d":"0.00"}},{"$f":"IF(EBF_3C>0.1,(SUMIFS(GH!W$157:W$177,GH!$D$157:$D$177,V_GH!$AT$226,V_GH!$S$157:$S$177,\"x\")\n+SUMIFS(M_GH!Z$158:Z$178,M_GH!$D$158:$D$178,V_GH!$AT$226,V_GH!$AO$157:$AO$177,\"x\"))/EBF_3C,0)","v":{"v":0,"d":"0.00"}},{"$f":"IF(EBF_3C>0.1,(SUMIFS(GH!X$157:X$177,GH!$D$157:$D$177,V_GH!$AT$226,V_GH!$S$157:$S$177,\"x\")\n+SUMIFS(M_GH!AA$158:AA$178,M_GH!$D$158:$D$178,V_GH!$AT$226,V_GH!$AO$157:$AO$177,\"x\"))/EBF_3C,0)","v":{"v":0,"d":"0.00"}},{"$f":"IF(EBF_3C>0.1,(SUMIFS(GH!Y$157:Y$177,GH!$D$157:$D$177,V_GH!$AT$226,V_GH!$S$157:$S$177,\"x\")\n+SUMIFS(M_GH!AB$158:AB$178,M_GH!$D$158:$D$178,V_GH!$AT$226,V_GH!$AO$157:$AO$177,\"x\"))/EBF_3C,0)","v":{"v":0,"d":"0.00"}},{"$f":"IF(EBF_3C>0.1,(SUMIFS(GH!Z$157:Z$177,GH!$D$157:$D$177,V_GH!$AT$226,V_GH!$S$157:$S$177,\"x\")\n+SUMIFS(M_GH!AC$158:AC$178,M_GH!$D$158:$D$178,V_GH!$AT$226,V_GH!$AO$157:$AO$177,\"x\"))/EBF_3C,0)","v":{"v":0,"d":"0.00"}},{"$f":"IF(EBF_3C>0.1,(SUMIFS(GH!AA$157:AA$177,GH!$D$157:$D$177,V_GH!$AT$226,V_GH!$S$157:$S$177,\"x\")\n+SUMIFS(M_GH!AD$158:AD$178,M_GH!$D$158:$D$178,V_GH!$AT$226,V_GH!$AO$157:$AO$177,\"x\"))/EBF_3C,0)","v":{"v":0,"d":"0.00"}},{"$f":"IF(EBF_3C>0.1,(SUMIFS(GH!AB$157:AB$177,GH!$D$157:$D$177,V_GH!$AT$226,V_GH!$S$157:$S$177,\"x\")\n+SUMIFS(M_GH!AE$158:AE$178,M_GH!$D$158:$D$178,V_GH!$AT$226,V_GH!$AO$157:$AO$177,\"x\"))/EBF_3C,0)","v":{"v":0,"d":"0.00"}},{"$f":"IF(EBF_3C>0.1,(SUMIFS(GH!AC$157:AC$177,GH!$D$157:$D$177,V_GH!$AT$226,V_GH!$S$157:$S$177,\"x\")\n+SUMIFS(M_GH!AF$158:AF$178,M_GH!$D$158:$D$178,V_GH!$AT$226,V_GH!$AO$157:$AO$177,\"x\"))/EBF_3C,0)","v":{"v":0,"d":"0.00"}},{"$f":"IF(EBF_3C>0.1,(SUMIFS(GH!AD$157:AD$177,GH!$D$157:$D$177,V_GH!$AT$226,V_GH!$S$157:$S$177,\"x\")\n+SUMIFS(M_GH!AG$158:AG$178,M_GH!$D$158:$D$178,V_GH!$AT$226,V_GH!$AO$157:$AO$177,\"x\"))/EBF_3C,0)","v":{"v":0,"d":"0.00"}}]
[{"$nulls":45}," gegen innen",{"$f":"IF(EBF_3C>0.1,(SUMIFS(GH!R$184:R$207,GH!$D$184:$D$207,V_GH!$AT$226,V_GH!$S$184:$S$207,\"x\")\n+SUMIFS(M_GH!U$185:U$208,M_GH!$D$185:$D$208,V_GH!$AT$226,V_GH!$AO$184:$AO$207,\"x\"))/EBF_3C,0)","v":{"v":0,"d":"0.00"}},{"$f":"IF(EBF_3C>0.1,(SUMIFS(GH!S$184:S$207,GH!$D$184:$D$207,V_GH!$AT$226,V_GH!$S$184:$S$207,\"x\")\n+SUMIFS(M_GH!V$185:V$208,M_GH!$D$185:$D$208,V_GH!$AT$226,V_GH!$AO$184:$AO$207,\"x\"))/EBF_3C,0)","v":{"v":0,"d":"0.00"}},{"$f":"IF(EBF_3C>0.1,(SUMIFS(GH!T$184:T$207,GH!$D$184:$D$207,V_GH!$AT$226,V_GH!$S$184:$S$207,\"x\")\n+SUMIFS(M_GH!W$185:W$208,M_GH!$D$185:$D$208,V_GH!$AT$226,V_GH!$AO$184:$AO$207,\"x\"))/EBF_3C,0)","v":{"v":0,"d":"0.00"}},{"$f":"IF(EBF_3C>0.1,(SUMIFS(GH!U$184:U$207,GH!$D$184:$D$207,V_GH!$AT$226,V_GH!$S$184:$S$207,\"x\")\n+SUMIFS(M_GH!X$185:X$208,M_GH!$D$185:$D$208,V_GH!$AT$226,V_GH!$AO$184:$AO$207,\"x\"))/EBF_3C,0)","v":{"v":0,"d":"0.00"}},{"$f":"IF(EBF_3C>0.1,(SUMIFS(GH!V$184:V$207,GH!$D$184:$D$207,V_GH!$AT$226,V_GH!$S$184:$S$207,\"x\")\n+SUMIFS(M_GH!Y$185:Y$208,M_GH!$D$185:$D$208,V_GH!$AT$226,V_GH!$AO$184:$AO$207,\"x\"))/EBF_3C,0)","v":{"v":0,"d":"0.00"}},{"$f":"IF(EBF_3C>0.1,(SUMIFS(GH!W$184:W$207,GH!$D$184:$D$207,V_GH!$AT$226,V_GH!$S$184:$S$207,\"x\")\n+SUMIFS(M_GH!Z$185:Z$208,M_GH!$D$185:$D$208,V_GH!$AT$226,V_GH!$AO$184:$AO$207,\"x\"))/EBF_3C,0)","v":{"v":0,"d":"0.00"}},{"$f":"IF(EBF_3C>0.1,(SUMIFS(GH!X$184:X$207,GH!$D$184:$D$207,V_GH!$AT$226,V_GH!$S$184:$S$207,\"x\")\n+SUMIFS(M_GH!AA$185:AA$208,M_GH!$D$185:$D$208,V_GH!$AT$226,V_GH!$AO$184:$AO$207,\"x\"))/EBF_3C,0)","v":{"v":0,"d":"0.00"}},{"$f":"IF(EBF_3C>0.1,(SUMIFS(GH!Y$184:Y$207,GH!$D$184:$D$207,V_GH!$AT$226,V_GH!$S$184:$S$207,\"x\")\n+SUMIFS(M_GH!AB$185:AB$208,M_GH!$D$185:$D$208,V_GH!$AT$226,V_GH!$AO$184:$AO$207,\"x\"))/EBF_3C,0)","v":{"v":0,"d":"0.00"}},{"$f":"IF(EBF_3C>0.1,(SUMIFS(GH!Z$184:Z$207,GH!$D$184:$D$207,V_GH!$AT$226,V_GH!$S$184:$S$207,\"x\")\n+SUMIFS(M_GH!AC$185:AC$208,M_GH!$D$185:$D$208,V_GH!$AT$226,V_GH!$AO$184:$AO$207,\"x\"))/EBF_3C,0)","v":{"v":0,"d":"0.00"}},{"$f":"IF(EBF_3C>0.1,(SUMIFS(GH!AA$184:AA$207,GH!$D$184:$D$207,V_GH!$AT$226,V_GH!$S$184:$S$207,\"x\")\n+SUMIFS(M_GH!AD$185:AD$208,M_GH!$D$185:$D$208,V_GH!$AT$226,V_GH!$AO$184:$AO$207,\"x\"))/EBF_3C,0)","v":{"v":0,"d":"0.00"}},{"$f":"IF(EBF_3C>0.1,(SUMIFS(GH!AB$184:AB$207,GH!$D$184:$D$207,V_GH!$AT$226,V_GH!$S$184:$S$207,\"x\")\n+SUMIFS(M_GH!AE$185:AE$208,M_GH!$D$185:$D$208,V_GH!$AT$226,V_GH!$AO$184:$AO$207,\"x\"))/EBF_3C,0)","v":{"v":0,"d":"0.00"}},{"$f":"IF(EBF_3C>0.1,(SUMIFS(GH!AC$184:AC$207,GH!$D$184:$D$207,V_GH!$AT$226,V_GH!$S$184:$S$207,\"x\")\n+SUMIFS(M_GH!AF$185:AF$208,M_GH!$D$185:$D$208,V_GH!$AT$226,V_GH!$AO$184:$AO$207,\"x\"))/EBF_3C,0)","v":{"v":0,"d":"0.00"}},{"$f":"IF(EBF_3C>0.1,(SUMIFS(GH!AD$184:AD$207,GH!$D$184:$D$207,V_GH!$AT$226,V_GH!$S$184:$S$207,\"x\")\n+SUMIFS(M_GH!AG$185:AG$208,M_GH!$D$185:$D$208,V_GH!$AT$226,V_GH!$AO$184:$AO$207,\"x\"))/EBF_3C,0)","v":{"v":0,"d":"0.00"}}]
[{"$nulls":45}," Total",{"$f":"SUM(AU288:AU291)","v":{"v":0,"d":"0.00"}},{"$f":"SUM(AV288:AV291)","v":{"v":0,"d":"0.00"}},{"v":0,"d":"0.00"},{"v":0,"d":"0.00"},{"v":0,"d":"0.00"},{"v":0,"d":"0.00"},{"v":0,"d":"0.00"},{"v":0,"d":"0.00"},{"v":0,"d":"0.00"},{"v":0,"d":"0.00"},{"v":0,"d":"0.00"},{"v":0,"d":"0.00"},{"v":0,"d":"0.00"}]
[]
[{"$nulls":45},"Summe kombiniert"]
[{"$nulls":45}," gegen aussen",{"$f":"(AU274*EBF_1C+AU281*EBF_2C+AU288*EBF_3C)/EBF_totC","v":{"v":0,"d":"0.00"}},{"v":0,"d":"0.00"},{"v":0,"d":"0.00"},{"v":0,"d":"0.00"},{"v":0,"d":"0.00"},{"v":0,"d":"0.00"},{"v":0,"d":"0.00"},{"v":0,"d":"0.00"},{"v":0,"d":"0.00"},{"v":0,"d":"0.00"},{"v":0,"d":"0.00"},{"v":0,"d":"0.00"},{"v":0,"d":"0.00"},{"$f":"SUM(BH274*EBF_1C,BH281*EBF_2C,BH288*EBF_3C)/EBF_totC","v":{"v":0,"d":"0.00"}},{"v":0,"d":"0.00"},{"v":0,"d":"0.00"},{"v":0,"d":"0.00"},{"v":0,"d":"0.00"},{"v":0,"d":"0.00"},{"v":0,"d":"0.00"},{"v":0,"d":"0.00"},{"v":0,"d":"0.00"},{"v":0,"d":"0.00"},{"v":0,"d":"0.00"},{"v":0,"d":"0.00"},{"v":0,"d":"0.00"}]
[{"$nulls":45}," gegen unbeh./erde",{"$f":"(AU275*EBF_1C+AU282*EBF_2C+AU289*EBF_3C)/EBF_totC","v":{"v":0,"d":"0.00"}},{"v":0,"d":"0.00"},{"v":0,"d":"0.00"},{"v":0,"d":"0.00"},{"v":0,"d":"0.00"},{"v":0,"d":"0.00"},{"v":0,"d":"0.00"},{"v":0,"d":"0.00"},{"v":0,"d":"0.00"},{"v":0,"d":"0.00"},{"v":0,"d":"0.00"},{"v":0,"d":"0.00"},{"v":0,"d":"0.00"}]
[{"$nulls":45}," wärmebrücken",{"$f":"(AU276*EBF_1C+AU283*EBF_2C+AU290*EBF_3C)/EBF_totC","v":{"v":0,"d":"0.00"}},{"v":0,"d":"0.00"},{"v":0,"d":"0.00"},{"v":0,"d":"0.00"},{"v":0,"d":"0.00"},{"v":0,"d":"0.00"},{"v":0,"d":"0.00"},{"v":0,"d":"0.00"},{"v":0,"d":"0.00"},{"v":0,"d":"0.00"},{"v":0,"d":"0.00"},{"v":0,"d":"0.00"},{"v":0,"d":"0.00"}]
[{"$nulls":45}," gegen innen",{"$f":"(AU277*EBF_1C+AU284*EBF_2C+AU291*EBF_3C)/EBF_totC","v":{"v":0,"d":"0.00"}},{"v":0,"d":"0.00"},{"v":0,"d":"0.00"},{"v":0,"d":"0.00"},{"v":0,"d":"0.00"},{"v":0,"d":"0.00"},{"v":0,"d":"0.00"},{"v":0,"d":"0.00"},{"v":0,"d":"0.00"},{"v":0,"d":"0.00"},{"v":0,"d":"0.00"},{"v":0,"d":"0.00"},{"v":0,"d":"0.00"}]
[{"$nulls":45},"Total kombiniert",{"$f":"(AU278*EBF_1C+AU285*EBF_2C+AU292*EBF_3C)/EBF_totC","v":{"v":0,"d":"0.00"}},{"v":0,"d":"0.00"},{"v":0,"d":"0.00"},{"v":0,"d":"0.00"},{"v":0,"d":"0.00"},{"v":0,"d":"0.00"},{"v":0,"d":"0.00"},{"v":0,"d":"0.00"},{"v":0,"d":"0.00"},{"v":0,"d":"0.00"},{"v":0,"d":"0.00"},{"v":0,"d":"0.00"},{"v":0,"d":"0.00"}]
{"$rows_empty":11}
[{"$nulls":4},false]
[{"$nulls":4},false]
[{"$nulls":4},false]
[{"$nulls":4},false]

{"sheet":"V_QH","index":11,"n_rows":312,"n_cols":25,"rows_kept":312,"merged":[[67,5,67,6],[68,5,68,6],[69,5,69,6],[70,5,70,6],[71,5,71,6],[72,5,72,6],[72,8,72,9],[72,10,72,11],[176,5,176,6],[177,5,177,6],[178,5,178,6],[179,5,179,6],[180,5,180,6],[181,5,181,6],[181,8,181,9],[181,10,181,11],[285,5,285,6],[286,5,286,6],[287,5,287,6],[288,5,288,6],[289,5,289,6],[290,5,290,6],[290,8,290,9],[290,10,290,11]]}
[]
[null,"Gebäude-Energie-Analyse-Tool"]
[null,"I. Varianten: Berechnung des Heizwärmebedarfs QH nach SIA 380/1:2016"]
[{"$nulls":5},"Total","Jan","Feb","Mär","Apr","Mai","Jun","Jul","Aug","Sep","Okt","Nov","Dez"]
[]
[null,"Variante A",{"$nulls":22},"Kommentare:"]
[]
[null,"A.1 Transmissionswärmeverluste QT"]
[null,null,{"$f":"IF(Kat_1=0,\"keine Auswahl\",\"Nutzung 1: \" & TEXT(Kat_1, \"0\"))","v":"keine Auswahl"}]
[null,null,"QTA","[kWh/m²]","gg. aussen",{"$f":"SUM(G10:R10)","v":{"v":0,"d":"0.00"}},{"$f":"V_GH!AU213","v":{"v":0,"d":"0.00"}},{"$f":"V_GH!AV213","v":{"v":0,"d":"0.00"}},{"$f":"V_GH!AW213","v":{"v":0,"d":"0.00"}},{"$f":"V_GH!AX213","v":{"v":0,"d":"0.00"}},{"$f":"V_GH!AY213","v":{"v":0,"d":"0.00"}},{"$f":"V_GH!AZ213","v":{"v":0,"d":"0.00"}},{"$f":"V_GH!BA213","v":{"v":0,"d":"0.00"}},{"$f":"V_GH!BB213","v":{"v":0,"d":"0.00"}},{"$f":"V_GH!BC213","v":{"v":0,"d":"0.00"}},{"$f":"V_GH!BD213","v":{"v":0,"d":"0.00"}},{"$f":"V_GH!BE213","v":{"v":0,"d":"0.00"}},{"$f":"V_GH!BF213","v":{"v":0,"d":"0.00"}}]
[null,null,"QTuE","[kWh/m²]","gg. unbeheizt / Erde",{"$f":"SUM(G11:R11)","v":{"v":0,"d":"0.00"}},{"$f":"V_GH!AU214","v":{"v":0,"d":"0.00"}},{"$f":"V_GH!AV214","v":{"v":0,"d":"0.00"}},{"$f":"V_GH!AW214","v":{"v":0,"d":"0.00"}},{"$f":"V_GH!AX214","v":{"v":0,"d":"0.00"}},{"$f":"V_GH!AY214","v":{"v":0,"d":"0.00"}},{"$f":"V_GH!AZ214","v":{"v":0,"d":"0.00"}},{"$f":"V_GH!BA214","v":{"v":0,"d":"0.00"}},{"$f":"V_GH!BB214","v":{"v":0,"d":"0.00"}},{"$f":"V_GH!BC214","v":{"v":0,"d":"0.00"}},{"$f":"V_GH!BD214","v":{"v":0,"d":"0.00"}},{"$f":"V_GH!BE214","v":{"v":0,"d":"0.00"}},{"$f":"V_GH!BF214","v":{"v":0,"d":"0.00"}}]
[null,null,"Qlp","[kWh/m²]","Wärmebrücken",{"v":0,"d":"0.00"},{"$f":"V_GH!AU215","v":{"v":0,"d":"0.00"}},{"$f":"V_GH!AV215","v":{"v":0,"d":"0.00"}},{"$f":"V_GH!AW215","v":{"v":0,"d":"0.00"}},{"$f":"V_GH!AX215","v":{"v":0,"d":"0.00"}},{"$f":"V_GH!AY215","v":{"v":0,"d":"0.00"}},{"$f":"V_GH!AZ215","v":{"v":0,"d":"0.00"}},{"$f":"V_GH!BA215","v":{"v":0,"d":"0.00"}},{"$f":"V_GH!BB215","v":{"v":0,"d":"0.00"}},{"$f":"V_GH!BC215","v":{"v":0,"d":"0.00"}},{"$f":"V_GH!BD215","v":{"v":0,"d":"0.00"}},{"$f":"V_GH!BE215","v":{"v":0,"d":"0.00"}},{"$f":"V_GH!BF215","v":{"v":0,"d":"0.00"}}]
[null,null,"QTn","[kWh/m²]","gg. beheizt",{"v":0,"d":"0.00"},{"$f":"V_GH!AU216","v":{"v":0,"d":"0.00"}},{"$f":"V_GH!AV216","v":{"v":0,"d":"0.00"}},{"$f":"V_GH!AW216","v":{"v":0,"d":"0.00"}},{"$f":"V_GH!AX216","v":{"v":0,"d":"0.00"}},{"$f":"V_GH!AY216","v":{"v":0,"d":"0.00"}},{"$f":"V_GH!AZ216","v":{"v":0,"d":"0.00"}},{"$f":"V_GH!BA216","v":{"v":0,"d":"0.00"}},{"$f":"V_GH!BB216","v":{"v":0,"d":"0.00"}},{"$f":"V_GH!BC216","v":{"v":0,"d":"0.00"}},{"$f":"V_GH!BD216","v":{"v":0,"d":"0.00"}},{"$f":"V_GH!BE216","v":{"v":0,"d":"0.00"}},{"$f":"V_GH!BF216","v":{"v":0,"d":"0.00"}}]
[null,null,"QT","[kWh/m²]","Summe",{"v":0,"d":"0.00"},{"$f":"V_GH!AU217","v":{"v":0,"d":"0.00"}},{"$f":"V_GH!AV217","v":{"v":0,"d":"0.00"}},{"$f":"V_GH!AW217","v":{"v":0,"d":"0.00"}},{"$f":"V_GH!AX217","v":{"v":0,"d":"0.00"}},{"$f":"V_GH!AY217","v":{"v":0,"d":"0.00"}},{"$f":"V_GH!AZ217","v":{"v":0,"d":"0.00"}},{"$f":"V_GH!BA217","v":{"v":0,"d":"0.00"}},{"$f":"V_GH!BB217","v":{"v":0,"d":"0.00"}},{"$f":"V_GH!BC217","v":{"v":0,"d":"0.00"}},{"$f":"V_GH!BD217","v":{"v":0,"d":"0.00"}},{"$f":"V_GH!BE217","v":{"v":0,"d":"0.00"}},{"$f":"V_GH!BF217","v":{"v":0,"d":"0.00"}}]
[]
[null,null,{"$f":"IF(Kat_2=0,\"keine Auswahl\",\"Nutzung 2: \" & TEXT(Kat_2, \"0\"))","v":"keine Auswahl"}]
[null,null,"QTA","[kWh/m²]","gg. aussen",{"v":0,"d":"0.00"},{"$f":"V_GH!AU220","v":{"v":0,"d":"0.00"}},{"$f":"V_GH!AV220","v":{"v":0,"d":"0.00"}},{"$f":"V_GH!AW220","v":{"v":0,"d":"0.00"}},{"$f":"V_GH!AX220","v":{"v":0,"d":"0.00"}},{"$f":"V_GH!AY220","v":{"v":0,"d":"0.00"}},{"$f":"V_GH!AZ220","v":{"v":0,"d":"0.00"}},{"$f":"V_GH!BA220","v":{"v":0,"d":"0.00"}},{"$f":"V_GH!BB220","v":{"v":0,"d":"0.00"}},{"$f":"V_GH!BC220","v":{"v":0,"d":"0.00"}},{"$f":"V_GH!BD220","v":{"v":0,"d":"0.00"}},{"$f":"V_GH!BE220","v":{"v":0,"d":"0.00"}},{"$f":"V_GH!BF220","v":{"v":0,"d":"0.00"}}]
[null,null,"QTuE","[kWh/m²]","gg. unbeheizt / Erde",{"v":0,"d":"0.00"},{"$f":"V_GH!AU221","v":{"v":0,"d":"0.00"}},{"$f":"V_GH!AV221","v":{"v":0,"d":"0.00"}},{"$f":"V_GH!AW221","v":{"v":0,"d":"0.00"}},{"$f":"V_GH!AX221","v":{"v":0,"d":"0.00"}},{"$f":"V_GH!AY221","v":{"v":0,"d":"0.00"}},{"$f":"V_GH!AZ221","v":{"v":0,"d":"0.00"}},{"$f":"V_GH!BA221","v":{"v":0,"d":"0.00"}},{"$f":"V_GH!BB221","v":{"v":0,"d":"0.00"}},{"$f":"V_GH!BC221","v":{"v":0,"d":"0.00"}},{"$f":"V_GH!BD221","v":{"v":0,"d":"0.00"}},{"$f":"V_GH!BE221","v":{"v":0,"d":"0.00"}},{"$f":"V_GH!BF221","v":{"v":0,"d":"0.00"}}]
[null,null,"Qlp","[kWh/m²]","Wärmebrücken",{"v":0,"d":"0.00"},{"$f":"V_GH!AU222","v":{"v":0,"d":"0.00"}},{"$f":"V_GH!AV222","v":{"v":0,"d":"0.00"}},{"$f":"V_GH!AW222","v":{"v":0,"d":"0.00"}},{"$f":"V_GH!AX222","v":{"v":0,"d":"0.00"}},{"$f":"V_GH!AY222","v":{"v":0,"d":"0.00"}},{"$f":"V_GH!AZ222","v":{"v":0,"d":"0.00"}},{"$f":"V_GH!BA222","v":{"v":0,"d":"0.00"}},{"$f":"V_GH!BB222","v":{"v":0,"d":"0.00"}},{"$f":"V_GH!BC222","v":{"v":0,"d":"0.00"}},{"$f":"V_GH!BD222","v":{"v":0,"d":"0.00"}},{"$f":"V_GH!BE222","v":{"v":0,"d":"0.00"}},{"$f":"V_GH!BF222","v":{"v":0,"d":"0.00"}}]
[null,null,"QTn","[kWh/m²]","gg. beheizt",{"v":0,"d":"0.00"},{"$f":"V_GH!AU223","v":{"v":0,"d":"0.00"}},{"$f":"V_GH!AV223","v":{"v":0,"d":"0.00"}},{"$f":"V_GH!AW223","v":{"v":0,"d":"0.00"}},{"$f":"V_GH!AX223","v":{"v":0,"d":"0.00"}},{"$f":"V_GH!AY223","v":{"v":0,"d":"0.00"}},{"$f":"V_GH!AZ223","v":{"v":0,"d":"0.00"}},{"$f":"V_GH!BA223","v":{"v":0,"d":"0.00"}},{"$f":"V_GH!BB223","v":{"v":0,"d":"0.00"}},{"$f":"V_GH!BC223","v":{"v":0,"d":"0.00"}},{"$f":"V_GH!BD223","v":{"v":0,"d":"0.00"}},{"$f":"V_GH!BE223","v":{"v":0,"d":"0.00"}},{"$f":"V_GH!BF223","v":{"v":0,"d":"0.00"}}]
[null,null,"QT","[kWh/m²]","Summe",{"v":0,"d":"0.00"},{"$f":"V_GH!AU224","v":{"v":0,"d":"0.00"}},{"$f":"V_GH!AV224","v":{"v":0,"d":"0.00"}},{"$f":"V_GH!AW224","v":{"v":0,"d":"0.00"}},{"$f":"V_GH!AX224","v":{"v":0,"d":"0.00"}},{"$f":"V_GH!AY224","v":{"v":0,"d":"0.00"}},{"$f":"V_GH!AZ224","v":{"v":0,"d":"0.00"}},{"$f":"V_GH!BA224","v":{"v":0,"d":"0.00"}},{"$f":"V_GH!BB224","v":{"v":0,"d":"0.00"}},{"$f":"V_GH!BC224","v":{"v":0,"d":"0.00"}},{"$f":"V_GH!BD224","v":{"v":0,"d":"0.00"}},{"$f":"V_GH!BE224","v":{"v":0,"d":"0.00"}},{"$f":"V_GH!BF224","v":{"v":0,"d":"0.00"}}]
[]
[null,null,{"$f":"IF(Kat_3=0,\"keine Auswahl\",\"Nutzung 3: \" & TEXT(Kat_3, \"0\"))","v":"keine Auswahl"}]
[null,null,"QTA","[kWh/m²]","gg. aussen",{"v":0,"d":"0.00"},{"$f":"V_GH!AU227","v":{"v":0,"d":"0.00"}},{"$f":"V_GH!AV227","v":{"v":0,"d":"0.00"}},{"$f":"V_GH!AW227","v":{"v":0,"d":"0.00"}},{"$f":"V_GH!AX227","v":{"v":0,"d":"0.00"}},{"$f":"V_GH!AY227","v":{"v":0,"d":"0.00"}},{"$f":"V_GH!AZ227","v":{"v":0,"d":"0.00"}},{"$f":"V_GH!BA227","v":{"v":0,"d":"0.00"}},{"$f":"V_GH!BB227","v":{"v":0,"d":"0.00"}},{"$f":"V_GH!BC227","v":{"v":0,"d":"0.00"}},{"$f":"V_GH!BD227","v":{"v":0,"d":"0.00"}},{"$f":"V_GH!BE227","v":{"v":0,"d":"0.00"}},{"$f":"V_GH!BF227","v":{"v":0,"d":"0.00"}}]
[null,null,"QTuE","[kWh/m²]","gg. unbeheizt / Erde",{"v":0,"d":"0.00"},{"$f":"V_GH!AU228","v":{"v":0,"d":"0.00"}},{"$f":"V_GH!AV228","v":{"v":0,"d":"0.00"}},{"$f":"V_GH!AW228","v":{"v":0,"d":"0.00"}},{"$f":"V_GH!AX228","v":{"v":0,"d":"0.00"}},{"$f":"V_GH!AY228","v":{"v":0,"d":"0.00"}},{"$f":"V_GH!AZ228","v":{"v":0,"d":"0.00"}},{"$f":"V_GH!BA228","v":{"v":0,"d":"0.00"}},{"$f":"V_GH!BB228","v":{"v":0,"d":"0.00"}},{"$f":"V_GH!BC228","v":{"v":0,"d":"0.00"}},{"$f":"V_GH!BD228","v":{"v":0,"d":"0.00"}},{"$f":"V_GH!BE228","v":{"v":0,"d":"0.00"}},{"$f":"V_GH!BF228","v":{"v":0,"d":"0.00"}}]
[null,null,"Qlp","[kWh/m²]","Wärmebrücken",{"v":0,"d":"0.00"},{"$f":"V_GH!AU229","v":{"v":0,"d":"0.00"}},{"$f":"V_GH!AV229","v":{"v":0,"d":"0.00"}},{"$f":"V_GH!AW229","v":{"v":0,"d":"0.00"}},{"$f":"V_GH!AX229","v":{"v":0,"d":"0.00"}},{"$f":"V_GH!AY229","v":{"v":0,"d":"0.00"}},{"$f":"V_GH!AZ229","v":{"v":0,"d":"0.00"}},{"$f":"V_GH!BA229","v":{"v":0,"d":"0.00"}},{"$f":"V_GH!BB229","v":{"v":0,"d":"0.00"}},{"$f":"V_GH!BC229","v":{"v":0,"d":"0.00"}},{"$f":"V_GH!BD229","v":{"v":0,"d":"0.00"}},{"$f":"V_GH!BE229","v":{"v":0,"d":"0.00"}},{"$f":"V_GH!BF229","v":{"v":0,"d":"0.00"}}]
[null,null,"QTn","[kWh/m²]","gg. beheizt",{"v":0,"d":"0.00"},{"$f":"V_GH!AU230","v":{"v":0,"d":"0.00"}},{"$f":"V_GH!AV230","v":{"v":0,"d":"0.00"}},{"$f":"V_GH!AW230","v":{"v":0,"d":"0.00"}},{"$f":"V_GH!AX230","v":{"v":0,"d":"0.00"}},{"$f":"V_GH!AY230","v":{"v":0,"d":"0.00"}},{"$f":"V_GH!AZ230","v":{"v":0,"d":"0.00"}},{"$f":"V_GH!BA230","v":{"v":0,"d":"0.00"}},{"$f":"V_GH!BB230","v":{"v":0,"d":"0.00"}},{"$f":"V_GH!BC230","v":{"v":0,"d":"0.00"}},{"$f":"V_GH!BD230","v":{"v":0,"d":"0.00"}},{"$f":"V_GH!BE230","v":{"v":0,"d":"0.00"}},{"$f":"V_GH!BF230","v":{"v":0,"d":"0.00"}}]
[null,null,"QT","[kWh/m²]","Summe",{"v":0,"d":"0.00"},{"$f":"V_GH!AU231","v":{"v":0,"d":"0.00"}},{"$f":"V_GH!AV231","v":{"v":0,"d":"0.00"}},{"$f":"V_GH!AW231","v":{"v":0,"d":"0.00"}},{"$f":"V_GH!AX231","v":{"v":0,"d":"0.00"}},{"$f":"V_GH!AY231","v":{"v":0,"d":"0.00"}},{"$f":"V_GH!AZ231","v":{"v":0,"d":"0.00"}},{"$f":"V_GH!BA231","v":{"v":0,"d":"0.00"}},{"$f":"V_GH!BB231","v":{"v":0,"d":"0.00"}},{"$f":"V_GH!BC231","v":{"v":0,"d":"0.00"}},{"$f":"V_GH!BD231","v":{"v":0,"d":"0.00"}},{"$f":"V_GH!BE231","v":{"v":0,"d":"0.00"}},{"$f":"V_GH!BF231","v":{"v":0,"d":"0.00"}}]
[]
[null,null,"gewichteter Mittelwert"]
[null,null,"QTA","[kWh/m²]","gg. aussen",{"$f":"SUM(G31:R31)","v":{"v":0,"d":"0.00"}},{"$f":"V_GH!AU234","v":{"v":0,"d":"0.00"}},{"$f":"V_GH!AV234","v":{"v":0,"d":"0.00"}},{"$f":"V_GH!AW234","v":{"v":0,"d":"0.00"}},{"$f":"V_GH!AX234","v":{"v":0,"d":"0.00"}},{"$f":"V_GH!AY234","v":{"v":0,"d":"0.00"}},{"$f":"V_GH!AZ234","v":{"v":0,"d":"0.00"}},{"$f":"V_GH!BA234","v":{"v":0,"d":"0.00"}},{"$f":"V_GH!BB234","v":{"v":0,"d":"0.00"}},{"$f":"V_GH!BC234","v":{"v":0,"d":"0.00"}},{"$f":"V_GH!BD234","v":{"v":0,"d":"0.00"}},{"$f":"V_GH!BE234","v":{"v":0,"d":"0.00"}},{"$f":"V_GH!BF234","v":{"v":0,"d":"0.00"}}]
[null,null,"QTuE","[kWh/m²]","gg. unbeheizt / Erde",{"$f":"SUM(G32:R32)","v":{"v":0,"d":"0.00"}},{"$f":"V_GH!AU235","v":{"v":0,"d":"0.00"}},{"$f":"V_GH!AV235","v":{"v":0,"d":"0.00"}},{"$f":"V_GH!AW235","v":{"v":0,"d":"0.00"}},{"$f":"V_GH!AX235","v":{"v":0,"d":"0.00"}},{"$f":"V_GH!AY235","v":{"v":0,"d":"0.00"}},{"$f":"V_GH!AZ235","v":{"v":0,"d":"0.00"}},{"$f":"V_GH!BA235","v":{"v":0,"d":"0.00"}},{"$f":"V_GH!BB235","v":{"v":0,"d":"0.00"}},{"$f":"V_GH!BC235","v":{"v":0,"d":"0.00"}},{"$f":"V_GH!BD235","v":{"v":0,"d":"0.00"}},{"$f":"V_GH!BE235","v":{"v":0,"d":"0.00"}},{"$f":"V_GH!BF235","v":{"v":0,"d":"0.00"}}]
[null,null,"Qlp","[kWh/m²]","Wärmebrücken",{"v":0,"d":"0.00"},{"$f":"V_GH!AU236","v":{"v":0,"d":"0.00"}},{"$f":"V_GH!AV236","v":{"v":0,"d":"0.00"}},{"$f":"V_GH!AW236","v":{"v":0,"d":"0.00"}},{"$f":"V_GH!AX236","v":{"v":0,"d":"0.00"}},{"$f":"V_GH!AY236","v":{"v":0,"d":"0.00"}},{"$f":"V_GH!AZ236","v":{"v":0,"d":"0.00"}},{"$f":"V_GH!BA236","v":{"v":0,"d":"0.00"}},{"$f":"V_GH!BB236","v":{"v":0,"d":"0.00"}},{"$f":"V_GH!BC236","v":{"v":0,"d":"0.00"}},{"$f":"V_GH!BD236","v":{"v":0,"d":"0.00"}},{"$f":"V_GH!BE236","v":{"v":0,"d":"0.00"}},{"$f":"V_GH!BF236","v":{"v":0,"d":"0.00"}}]
[null,null,"QTn","[kWh/m²]","gg. beheizt",{"v":0,"d":"0.00"},{"$f":"V_GH!AU237","v":{"v":0,"d":"0.00"}},{"$f":"V_GH!AV237","v":{"v":0,"d":"0.00"}},{"$f":"V_GH!AW237","v":{"v":0,"d":"0.00"}},{"$f":"V_GH!AX237","v":{"v":0,"d":"0.00"}},{"$f":"V_GH!AY237","v":{"v":0,"d":"0.00"}},{"$f":"V_GH!AZ237","v":{"v":0,"d":"0.00"}},{"$f":"V_GH!BA237","v":{"v":0,"d":"0.00"}},{"$f":"V_GH!BB237","v":{"v":0,"d":"0.00"}},{"$f":"V_GH!BC237","v":{"v":0,"d":"0.00"}},{"$f":"V_GH!BD237","v":{"v":0,"d":"0.00"}},{"$f":"V_GH!BE237","v":{"v":0,"d":"0.00"}},{"$f":"V_GH!BF237","v":{"v":0,"d":"0.00"}}]
[null,null,"QT","[kWh/m²]","Summe",{"v":0,"d":"0.00"},{"$f":"V_GH!AU238","v":{"v":0,"d":"0.00"}},{"$f":"V_GH!AV238","v":{"v":0,"d":"0.00"}},{"$f":"V_GH!AW238","v":{"v":0,"d":"0.00"}},{"$f":"V_GH!AX238","v":{"v":0,"d":"0.00"}},{"$f":"V_GH!AY238","v":{"v":0,"d":"0.00"}},{"$f":"V_GH!AZ238","v":{"v":0,"d":"0.00"}},{"$f":"V_GH!BA238","v":{"v":0,"d":"0.00"}},{"$f":"V_GH!BB238","v":{"v":0,"d":"0.00"}},{"$f":"V_GH!BC238","v":{"v":0,"d":"0.00"}},{"$f":"V_GH!BD238","v":{"v":0,"d":"0.00"}},{"$f":"V_GH!BE238","v":{"v":0,"d":"0.00"}},{"$f":"V_GH!BF238","v":{"v":0,"d":"0.00"}}]
[]
[null,"A.2 Lüftungswärmeverluste QV"]
[null,null,"QV1","[kWh/m²]",{"$f":"IF(Kat_1=0,\"keine Auswahl\",Kat_1)","v":"keine Auswahl"},{"$f":"SUM(G38:R38)","v":{"v":0,"d":"0.00"}},{"$f":"Daten!B$152*GI!$C$90*Daten!B$150*Daten!$E$76*24/1000","v":{"v":0,"d":"0.00"}},{"$f":"Daten!C$152*GI!$C$90*Daten!C$150*Daten!$E$76*24/1000","v":{"v":0,"d":"0.00"}},{"$f":"Daten!D$152*GI!$C$90*Daten!D$150*Daten!$E$76*24/1000","v":{"v":0,"d":"0.00"}},{"$f":"Daten!E$152*GI!$C$90*Daten!E$150*Daten!$E$76*24/1000","v":{"v":0,"d":"0.00"}},{"$f":"Daten!F$152*GI!$C$90*Daten!F$150*Daten!$E$76*24/1000","v":{"v":0,"d":"0.00"}},{"$f":"Daten!G$152*GI!$C$90*Daten!G$150*Daten!$E$76*24/1000","v":{"v":0,"d":"0.00"}},{"$f":"Daten!H$152*GI!$C$90*Daten!H$150*Daten!$E$76*24/1000","v":{"v":0,"d":"0.00"}},{"$f":"Daten!I$152*GI!$C$90*Daten!I$150*Daten!$E$76*24/1000","v":{"v":0,"d":"0.00"}},{"$f":"Daten!J$152*GI!$C$90*Daten!J$150*Daten!$E$76*24/1000","v":{"v":0,"d":"0.00"}},{"$f":"Daten!K$152*GI!$C$90*Daten!K$150*Daten!$E$76*24/1000","v":{"v":0,"d":"0.00"}},{"$f":"Daten!L$152*GI!$C$90*Daten!L$150*Daten!$E$76*24/1000","v":{"v":0,"d":"0.00"}},{"$f":"Daten!M$152*GI!$C$90*Daten!M$150*Daten!$E$76*24/1000","v":{"v":0,"d":"0.00"}}]
[null,null,"QV2","[kWh/m²]",{"$f":"IF(Kat_2=0,\"keine Auswahl\",Kat_2)","v":"keine Auswahl"},{"$f":"SUM(G39:R39)","v":{"v":0,"d":"0.00"}},{"$f":"Daten!B$153*GI!$E$90*Daten!B$150*Daten!$E$76*24/1000","v":{"v":0,"d":"0.00"}},{"$f":"Daten!C$153*GI!$E$90*Daten!C$150*Daten!$E$76*24/1000","v":{"v":0,"d":"0.00"}},{"$f":"Daten!D$153*GI!$E$90*Daten!D$150*Daten!$E$76*24/1000","v":{"v":0,"d":"0.00"}},{"$f":"Daten!E$153*GI!$E$90*Daten!E$150*Daten!$E$76*24/1000","v":{"v":0,"d":"0.00"}},{"$f":"Daten!F$153*GI!$E$90*Daten!F$150*Daten!$E$76*24/1000","v":{"v":0,"d":"0.00"}},{"$f":"Daten!G$153*GI!$E$90*Daten!G$150*Daten!$E$76*24/1000","v":{"v":0,"d":"0.00"}},{"$f":"Daten!H$153*GI!$E$90*Daten!H$150*Daten!$E$76*24/1000","v":{"v":0,"d":"0.00"}},{"$f":"Daten!I$153*GI!$E$90*Daten!I$150*Daten!$E$76*24/1000","v":{"v":0,"d":"0.00"}},{"$f":"Daten!J$153*GI!$E$90*Daten!J$150*Daten!$E$76*24/1000","v":{"v":0,"d":"0.00"}},{"$f":"Daten!K$153*GI!$E$90*Daten!K$150*Daten!$E$76*24/1000","v":{"v":0,"d":"0.00"}},{"$f":"Daten!L$153*GI!$E$90*Daten!L$150*Daten!$E$76*24/1000","v":{"v":0,"d":"0.00"}},{"$f":"Daten!M$153*GI!$E$90*Daten!M$150*Daten!$E$76*24/1000","v":{"v":0,"d":"0.00"}}]
[null,null,"QV3","[kWh/m²]",{"$f":"IF(Kat_3=0,\"keine Auswahl\",Kat_3)","v":"keine Auswahl"},{"v":0,"d":"0.00"},{"$f":"Daten!B$154*GI!$G$90*Daten!B$150*Daten!$E$76*24/1000","v":{"v":0,"d":"0.00"}},{"$f":"Daten!C$154*GI!$G$90*Daten!C$150*Daten!$E$76*24/1000","v":{"v":0,"d":"0.00"}},{"$f":"Daten!D$154*GI!$G$90*Daten!D$150*Daten!$E$76*24/1000","v":{"v":0,"d":"0.00"}},{"$f":"Daten!E$154*GI!$G$90*Daten!E$150*Daten!$E$76*24/1000","v":{"v":0,"d":"0.00"}},{"$f":"Daten!F$154*GI!$G$90*Daten!F$150*Daten!$E$76*24/1000","v":{"v":0,"d":"0.00"}},{"$f":"Daten!G$154*GI!$G$90*Daten!G$150*Daten!$E$76*24/1000","v":{"v":0,"d":"0.00"}},{"$f":"Daten!H$154*GI!$G$90*Daten!H$150*Daten!$E$76*24/1000","v":{"v":0,"d":"0.00"}},{"$f":"Daten!I$154*GI!$G$90*Daten!I$150*Daten!$E$76*24/1000","v":{"v":0,"d":"0.00"}},{"$f":"Daten!J$154*GI!$G$90*Daten!J$150*Daten!$E$76*24/1000","v":{"v":0,"d":"0.00"}},{"$f":"Daten!K$154*GI!$G$90*Daten!K$150*Daten!$E$76*24/1000","v":{"v":0,"d":"0.00"}},{"$f":"Daten!L$154*GI!$G$90*Daten!L$150*Daten!$E$76*24/1000","v":{"v":0,"d":"0.00"}},{"$f":"Daten!M$154*GI!$G$90*Daten!M$150*Daten!$E$76*24/1000","v":{"v":0,"d":"0.00"}}]
[null,null,"QV","[kWh/m²]","gewichteter Mittelwert",{"$f":"(F38*EBF_1A+F39*EBF_2A+F40*EBF_3A)/EBF_totA","v":{"v":0,"d":"0.00"}},{"v":0,"d":"0.00"},{"v":0,"d":"0.00"},{"v":0,"d":"0.00"},{"v":0,"d":"0.00"},{"v":0,"d":"0.00"},{"v":0,"d":"0.00"},{"v":0,"d":"0.00"},{"v":0,"d":"0.00"},{"v":0,"d":"0.00"},{"v":0,"d":"0.00"},{"v":0,"d":"0.00"},{"v":0,"d":"0.00"}]
[]
[null,"A.3 Wärmeeinträge Qg"]
[null,null,{"$f":"IF(Kat_1=0,\"keine Auswahl\",\"Nutzung 1: \" & TEXT(Kat_1, \"0\"))","v":"keine Auswahl"}]
[null,null,"Qi,el","[kWh/m²]","Elektrizität",{"$f":"SUM(G45:R45)","v":{"v":0,"d":"0.00"}},{"$f":"GI!$C$86*GI!$C$87*Daten!B$150/365","v":{"v":0,"d":"0.00"}},{"$f":"GI!$C$86*GI!$C$87*Daten!C$150/365","v":{"v":0,"d":"0.00"}},{"$f":"GI!$C$86*GI!$C$87*Daten!D$150/365","v":{"v":0,"d":"0.00"}},{"$f":"GI!$C$86*GI!$C$87*Daten!E$150/365","v":{"v":0,"d":"0.00"}},{"$f":"GI!$C$86*GI!$C$87*Daten!F$150/365","v":{"v":0,"d":"0.00"}},{"$f":"GI!$C$86*GI!$C$87*Daten!G$150/365","v":{"v":0,"d":"0.00"}},{"$f":"GI!$C$86*GI!$C$87*Daten!H$150/365","v":{"v":0,"d":"0.00"}},{"$f":"GI!$C$86*GI!$C$87*Daten!I$150/365","v":{"v":0,"d":"0.00"}},{"$f":"GI!$C$86*GI!$C$87*Daten!J$150/365","v":{"v":0,"d":"0.00"}},{"$f":"GI!$C$86*GI!$C$87*Daten!K$150/365","v":{"v":0,"d":"0.00"}},{"$f":"GI!$C$86*GI!$C$87*Daten!L$150/365","v":{"v":0,"d":"0.00"}},{"$f":"GI!$C$86*GI!$C$87*Daten!M$150/365","v":{"v":0,"d":"0.00"}}]
[null,null,"Qi,s","[kWh/m²]","Personen",{"$f":"SUM(G46:R46)","v":{"v":0,"d":"0.00"}},{"$f":"GI!$C$82*GI!$C$85*Daten!B$150/1000/IF(GI!$C$81=0,1,GI!$C$81)","v":{"v":0,"d":"0.00"}},{"$f":"GI!$C$82*GI!$C$85*Daten!C$150/1000/IF(GI!$C$81=0,1,GI!$C$81)","v":{"v":0,"d":"0.00"}},{"$f":"GI!$C$82*GI!$C$85*Daten!D$150/1000/IF(GI!$C$81=0,1,GI!$C$81)","v":{"v":0,"d":"0.00"}},{"$f":"GI!$C$82*GI!$C$85*Daten!E$150/1000/IF(GI!$C$81=0,1,GI!$C$81)","v":{"v":0,"d":"0.00"}},{"$f":"GI!$C$82*GI!$C$85*Daten!F$150/1000/IF(GI!$C$81=0,1,GI!$C$81)","v":{"v":0,"d":"0.00"}},{"$f":"GI!$C$82*GI!$C$85*Daten!G$150/1000/IF(GI!$C$81=0,1,GI!$C$81)","v":{"v":0,"d":"0.00"}},{"$f":"GI!$C$82*GI!$C$85*Daten!H$150/1000/IF(GI!$C$81=0,1,GI!$C$81)","v":{"v":0,"d":"0.00"}},{"$f":"GI!$C$82*GI!$C$85*Daten!I$150/1000/IF(GI!$C$81=0,1,GI!$C$81)","v":{"v":0,"d":"0.00"}},{"$f":"GI!$C$82*GI!$C$85*Daten!J$150/1000/IF(GI!$C$81=0,1,GI!$C$81)","v":{"v":0,"d":"0.00"}},{"$f":"GI!$C$82*GI!$C$85*Daten!K$150/1000/IF(GI!$C$81=0,1,GI!$C$81)","v":{"v":0,"d":"0.00"}},{"$f":"GI!$C$82*GI!$C$85*Daten!L$150/1000/IF(GI!$C$81=0,1,GI!$C$81)","v":{"v":0,"d":"0.00"}},{"$f":"GI!$C$82*GI!$C$85*Daten!M$150/1000/IF(GI!$C$81=0,1,GI!$C$81)","v":{"v":0,"d":"0.00"}}]
[null,null,"Qs","[kWh/m²]","Solare Einträge",{"v":0,"d":"0.00"},{"$f":"V_GH!BH213","v":{"v":0,"d":"0.00"}},{"$f":"V_GH!BI213","v":{"v":0,"d":"0.00"}},{"$f":"V_GH!BJ213","v":{"v":0,"d":"0.00"}},{"$f":"V_GH!BK213","v":{"v":0,"d":"0.00"}},{"$f":"V_GH!BL213","v":{"v":0,"d":"0.00"}},{"$f":"V_GH!BM213","v":{"v":0,"d":"0.00"}},{"$f":"V_GH!BN213","v":{"v":0,"d":"0.00"}},{"$f":"V_GH!BO213","v":{"v":0,"d":"0.00"}},{"$f":"V_GH!BP213","v":{"v":0,"d":"0.00"}},{"$f":"V_GH!BQ213","v":{"v":0,"d":"0.00"}},{"$f":"V_GH!BR213","v":{"v":0,"d":"0.00"}},{"$f":"V_GH!BS213","v":{"v":0,"d":"0.00"}}]
[null,null,"Qg","[kWh/m²]","Summe",{"v":0,"d":"0.00"},{"$f":"SUM(G45:G47)","v":{"v":0,"d":"0.00"}},{"$f":"SUM(H45:H47)","v":{"v":0,"d":"0.00"}},{"v":0,"d":"0.00"},{"v":0,"d":"0.00"},{"v":0,"d":"0.00"},{"v":0,"d":"0.00"},{"v":0,"d":"0.00"},{"v":0,"d":"0.00"},{"v":0,"d":"0.00"},{"v":0,"d":"0.00"},{"v":0,"d":"0.00"},{"v":0,"d":"0.00"}]
[]
[null,null,{"$f":"IF(Kat_2=0,\"keine Auswahl\",\"Nutzung 2: \" & TEXT(Kat_2, \"0\"))","v":"keine Auswahl"}]
[null,null,"Qi,el","[kWh/m²]","Elektrizität",{"v":0,"d":"0.00"},{"$f":"GI!$E$86*GI!$E$87*Daten!B$150/365","v":{"v":0,"d":"0.00"}},{"$f":"GI!$E$86*GI!$E$87*Daten!C$150/365","v":{"v":0,"d":"0.00"}},{"$f":"GI!$E$86*GI!$E$87*Daten!D$150/365","v":{"v":0,"d":"0.00"}},{"$f":"GI!$E$86*GI!$E$87*Daten!E$150/365","v":{"v":0,"d":"0.00"}},{"$f":"GI!$E$86*GI!$E$87*Daten!F$150/365","v":{"v":0,"d":"0.00"}},{"$f":"GI!$E$86*GI!$E$87*Daten!G$150/365","v":{"v":0,"d":"0.00"}},{"$f":"GI!$E$86*GI!$E$87*Daten!H$150/365","v":{"v":0,"d":"0.00"}},{"$f":"GI!$E$86*GI!$E$87*Daten!I$150/365","v":{"v":0,"d":"0.00"}},{"$f":"GI!$E$86*GI!$E$87*Daten!J$150/365","v":{"v":0,"d":"0.00"}},{"$f":"GI!$E$86*GI!$E$87*Daten!K$150/365","v":{"v":0,"d":"0.00"}},{"$f":"GI!$E$86*GI!$E$87*Daten!L$150/365","v":{"v":0,"d":"0.00"}},{"$f":"GI!$E$86*GI!$E$87*Daten!M$150/365","v":{"v":0,"d":"0.00"}}]
[null,null,"Qi,s","[kWh/m²]","Personen",{"v":0,"d":"0.00"},{"$f":"GI!$E$82*GI!$E$85*Daten!B$150/1000/IF(GI!$E$81=0,1,GI!$E$81)","v":{"v":0,"d":"0.00"}},{"$f":"GI!$E$82*GI!$E$85*Daten!C$150/1000/IF(GI!$E$81=0,1,GI!$E$81)","v":{"v":0,"d":"0.00"}},{"$f":"GI!$E$82*GI!$E$85*Daten!D$150/1000/IF(GI!$E$81=0,1,GI!$E$81)","v":{"v":0,"d":"0.00"}},{"$f":"GI!$E$82*GI!$E$85*Daten!E$150/1000/IF(GI!$E$81=0,1,GI!$E$81)","v":{"v":0,"d":"0.00"}},{"$f":"GI!$E$82*GI!$E$85*Daten!F$150/1000/IF(GI!$E$81=0,1,GI!$E$81)","v":{"v":0,"d":"0.00"}},{"$f":"GI!$E$82*GI!$E$85*Daten!G$150/1000/IF(GI!$E$81=0,1,GI!$E$81)","v":{"v":0,"d":"0.00"}},{"$f":"GI!$E$82*GI!$E$85*Daten!H$150/1000/IF(GI!$E$81=0,1,GI!$E$81)","v":{"v":0,"d":"0.00"}},{"$f":"GI!$E$82*GI!$E$85*Daten!I$150/1000/IF(GI!$E$81=0,1,GI!$E$81)","v":{"v":0,"d":"0.00"}},{"$f":"GI!$E$82*GI!$E$85*Daten!J$150/1000/IF(GI!$E$81=0,1,GI!$E$81)","v":{"v":0,"d":"0.00"}},{"$f":"GI!$E$82*GI!$E$85*Daten!K$150/1000/IF(GI!$E$81=0,1,GI!$E$81)","v":{"v":0,"d":"0.00"}},{"$f":"GI!$E$82*GI!$E$85*Daten!L$150/1000/IF(GI!$E$81=0,1,GI!$E$81)","v":{"v":0,"d":"0.00"}},{"$f":"GI!$E$82*GI!$E$85*Daten!M$150/1000/IF(GI!$E$81=0,1,GI!$E$81)","v":{"v":0,"d":"0.00"}}]
[null,null,"Qs","[kWh/m²]","Solare Einträge",{"v":0,"d":"0.00"},{"$f":"V_GH!BH220","v":{"v":0,"d":"0.00"}},{"$f":"V_GH!BI220","v":{"v":0,"d":"0.00"}},{"$f":"V_GH!BJ220","v":{"v":0,"d":"0.00"}},{"$f":"V_GH!BK220","v":{"v":0,"d":"0.00"}},{"$f":"V_GH!BL220","v":{"v":0,"d":"0.00"}},{"$f":"V_GH!BM220","v":{"v":0,"d":"0.00"}},{"$f":"V_GH!BN220","v":{"v":0,"d":"0.00"}},{"$f":"V_GH!BO220","v":{"v":0,"d":"0.00"}},{"$f":"V_GH!BP220","v":{"v":0,"d":"0.00"}},{"$f":"V_GH!BQ220","v":{"v":0,"d":"0.00"}},{"$f":"V_GH!BR220","v":{"v":0,"d":"0.00"}},{"$f":"V_GH!BS220","v":{"v":0,"d":"0.00"}}]
[null,null,"Qg","[kWh/m²]","Summe",{"v":0,"d":"0.00"},{"$f":"SUM(G51:G53)","v":{"v":0,"d":"0.00"}},{"$f":"SUM(H51:H53)","v":{"v":0,"d":"0.00"}},{"v":0,"d":"0.00"},{"v":0,"d":"0.00"},{"v":0,"d":"0.00"},{"v":0,"d":"0.00"},{"v":0,"d":"0.00"},{"v":0,"d":"0.00"},{"v":0,"d":"0.00"},{"v":0,"d":"0.00"},{"v":0,"d":"0.00"},{"v":0,"d":"0.00"}]
[]
[null,null,{"$f":"IF(Kat_3=0,\"keine Auswahl\",\"Nutzung 3: \" & TEXT(Kat_3, \"0\"))","v":"keine Auswahl"}]
[null,null,"Qi,el","[kWh/m²]","Elektrizität",{"v":0,"d":"0.00"},{"$f":"GI!$G$86*GI!$G$87*Daten!B$150/365","v":{"v":0,"d":"0.00"}},{"$f":"GI!$G$86*GI!$G$87*Daten!C$150/365","v":{"v":0,"d":"0.00"}},{"$f":"GI!$G$86*GI!$G$87*Daten!D$150/365","v":{"v":0,"d":"0.00"}},{"$f":"GI!$G$86*GI!$G$87*Daten!E$150/365","v":{"v":0,"d":"0.00"}},{"$f":"GI!$G$86*GI!$G$87*Daten!F$150/365","v":{"v":0,"d":"0.00"}},{"$f":"GI!$G$86*GI!$G$87*Daten!G$150/365","v":{"v":0,"d":"0.00"}},{"$f":"GI!$G$86*GI!$G$87*Daten!H$150/365","v":{"v":0,"d":"0.00"}},{"$f":"GI!$G$86*GI!$G$87*Daten!I$150/365","v":{"v":0,"d":"0.00"}},{"$f":"GI!$G$86*GI!$G$87*Daten!J$150/365","v":{"v":0,"d":"0.00"}},{"$f":"GI!$G$86*GI!$G$87*Daten!K$150/365","v":{"v":0,"d":"0.00"}},{"$f":"GI!$G$86*GI!$G$87*Daten!L$150/365","v":{"v":0,"d":"0.00"}},{"$f":"GI!$G$86*GI!$G$87*Daten!M$150/365","v":{"v":0,"d":"0.00"}}]
[null,null,"Qi,s","[kWh/m²]","Personen",{"v":0,"d":"0.00"},{"$f":"GI!$G$82*GI!$G$85*Daten!B$150/1000/IF(GI!$G$81=0,1,GI!$G$81)","v":{"v":0,"d":"0.00"}},{"$f":"GI!$G$82*GI!$G$85*Daten!C$150/1000/IF(GI!$G$81=0,1,GI!$G$81)","v":{"v":0,"d":"0.00"}},{"$f":"GI!$G$82*GI!$G$85*Daten!D$150/1000/IF(GI!$G$81=0,1,GI!$G$81)","v":{"v":0,"d":"0.00"}},{"$f":"GI!$G$82*GI!$G$85*Daten!E$150/1000/IF(GI!$G$81=0,1,GI!$G$81)","v":{"v":0,"d":"0.00"}},{"$f":"GI!$G$82*GI!$G$85*Daten!F$150/1000/IF(GI!$G$81=0,1,GI!$G$81)","v":{"v":0,"d":"0.00"}},{"$f":"GI!$G$82*GI!$G$85*Daten!G$150/1000/IF(GI!$G$81=0,1,GI!$G$81)","v":{"v":0,"d":"0.00"}},{"$f":"GI!$G$82*GI!$G$85*Daten!H$150/1000/IF(GI!$G$81=0,1,GI!$G$81)","v":{"v":0,"d":"0.00"}},{"$f":"GI!$G$82*GI!$G$85*Daten!I$150/1000/IF(GI!$G$81=0,1,GI!$G$81)","v":{"v":0,"d":"0.00"}},{"$f":"GI!$G$82*GI!$G$85*Daten!J$150/1000/IF(GI!$G$81=0,1,GI!$G$81)","v":{"v":0,"d":"0.00"}},{"$f":"GI!$G$82*GI!$G$85*Daten!K$150/1000/IF(GI!$G$81=0,1,GI!$G$81)","v":{"v":0,"d":"0.00"}},{"$f":"GI!$G$82*GI!$G$85*Daten!L$150/1000/IF(GI!$G$81=0,1,GI!$G$81)","v":{"v":0,"d":"0.00"}},{"$f":"GI!$G$82*GI!$G$85*Daten!M$150/1000/IF(GI!$G$81=0,1,GI!$G$81)","v":{"v":0,"d":"0.00"}}]
[null,null,"Qs","[kWh/m²]","Solare Einträge",{"v":0,"d":"0.00"},{"$f":"V_GH!BH227","v":{"v":0,"d":"0.00"}},{"$f":"V_GH!BI227","v":{"v":0,"d":"0.00"}},{"$f":"V_GH!BJ227","v":{"v":0,"d":"0.00"}},{"$f":"V_GH!BK227","v":{"v":0,"d":"0.00"}},{"$f":"V_GH!BL227","v":{"v":0,"d":"0.00"}},{"$f":"V_GH!BM227","v":{"v":0,"d":"0.00"}},{"$f":"V_GH!BN227","v":{"v":0,"d":"0.00"}},{"$f":"V_GH!BO227","v":{"v":0,"d":"0.00"}},{"$f":"V_GH!BP227","v":{"v":0,"d":"0.00"}},{"$f":"V_GH!BQ227","v":{"v":0,"d":"0.00"}},{"$f":"V_GH!BR227","v":{"v":0,"d":"0.00"}},{"$f":"V_GH!BS227","v":{"v":0,"d":"0.00"}}]
[null,null,"Qg","[kWh/m²]","Summe",{"v":0,"d":"0.00"},{"$f":"SUM(G57:G59)","v":{"v":0,"d":"0.00"}},{"v":0,"d":"0.00"},{"v":0,"d":"0.00"},{"v":0,"d":"0.00"},{"v":0,"d":"0.00"},{"v":0,"d":"0.00"},{"v":0,"d":"0.00"},{"v":0,"d":"0.00"},{"v":0,"d":"0.00"},{"v":0,"d":"0.00"},{"v":0,"d":"0.00"},{"v":0,"d":"0.00"}]
[]
[null,null,"gewichteter Mittelwert"]
[null,null,"Qi,el","[kWh/m²]","Elektrizität",{"v":0,"d":"0.00"},{"$f":"(G45*EBF_1A+G51*EBF_2A+G57*EBF_3A)/EBF_totA","v":{"v":0,"d":"0.00"}},{"v":0,"d":"0.00"},{"v":0,"d":"0.00"},{"v":0,"d":"0.00"},{"v":0,"d":"0.00"},{"v":0,"d":"0.00"},{"v":0,"d":"0.00"},{"v":0,"d":"0.00"},{"v":0,"d":"0.00"},{"v":0,"d":"0.00"},{"v":0,"d":"0.00"},{"v":0,"d":"0.00"}]
[null,null,"Qi,s","[kWh/m²]","Personen",{"v":0,"d":"0.00"},{"$f":"(G46*EBF_1A+G52*EBF_2A+G58*EBF_3A)/EBF_totA","v":{"v":0,"d":"0.00"}},{"v":0,"d":"0.00"},{"v":0,"d":"0.00"},{"v":0,"d":"0.00"},{"v":0,"d":"0.00"},{"v":0,"d":"0.00"},{"v":0,"d":"0.00"},{"v":0,"d":"0.00"},{"v":0,"d":"0.00"},{"v":0,"d":"0.00"},{"v":0,"d":"0.00"},{"v":0,"d":"0.00"}]
[null,null,"Qs","[kWh/m²]","Solare Einträge",{"v":0,"d":"0.00"},{"$f":"V_GH!BH234","v":{"v":0,"d":"0.00"}},{"$f":"V_GH!BI234","v":{"v":0,"d":"0.00"}},{"$f":"V_GH!BJ234","v":{"v":0,"d":"0.00"}},{"$f":"V_GH!BK234","v":{"v":0,"d":"0.00"}},{"$f":"V_GH!BL234","v":{"v":0,"d":"0.00"}},{"$f":"V_GH!BM234","v":{"v":0,"d":"0.00"}},{"$f":"V_GH!BN234","v":{"v":0,"d":"0.00"}},{"$f":"V_GH!BO234","v":{"v":0,"d":"0.00"}},{"$f":"V_GH!BP234","v":{"v":0,"d":"0.00"}},{"$f":"V_GH!BQ234","v":{"v":0,"d":"0.00"}},{"$f":"V_GH!BR234","v":{"v":0,"d":"0.00"}},{"$f":"V_GH!BS234","v":{"v":0,"d":"0.00"}}]
[null,null,"Qg","[kWh/m²]","Summe",{"$f":"SUM(G66:R66)","v":{"v":0,"d":"0.00"}},{"$f":"SUM(G63:G65)","v":{"v":0,"d":"0.00"}},{"$f":"SUM(H63:H65)","v":{"v":0,"d":"0.00"}},{"v":0,"d":"0.00"},{"v":0,"d":"0.00"},{"v":0,"d":"0.00"},{"v":0,"d":"0.00"},{"v":0,"d":"0.00"},{"v":0,"d":"0.00"},{"v":0,"d":"0.00"},{"v":0,"d":"0.00"},{"v":0,"d":"0.00"},{"v":0,"d":"0.00"}]
[]
[null,"A.4 Ausnutzungsgrad für Wärmeeinträge ηg",{"$nulls":16},"Nutzung 1","Nutzung 2","Nutzung 3"]
[null,null,"H","[W/K]","Wärmetransferkoeff.",{"$f":"SUMIF(V_GH!$E$10:$E$207,\"x\",GH!$Q$10:$Q$207)\n+SUMIF(V_GH!$AA$10:$AA$207,\"x\",M_GH!$T$11:$T$208)\n+EBF_1A*Daten!$E$76*GI!$C$90+EBF_2A*Daten!$E$76*GI!$E$90+EBF_3A*Daten!$E$76*GI!$G$90+EXP(-9)","v":{"v":1.2340980408667956E-4,"d":"0.0"}},{"$nulls":12},{"$f":"SUMIFS(GH!$Q$10:$Q$207,GH!$D$10:$D$207,GI!$C$77,V_GH!$E$10:$E$207,\"x\")\n+SUMIFS(V_GH!$AX$11:$AX$208,V_GH!$E$11:$E$208,GI!$C$77,V_GH!$AA$11:$AA$208,\"x\")\n+EBF_1A*Daten!$E$76*GI!$C$90+EXP(-9)","v":{"v":1.2340980408667956E-4,"d":"0.0"}},{"$f":"SUMIFS(GH!$Q$10:$Q$207,GH!$D$10:$D$207,GI!$E$77,V_GH!$E$10:$E$207,\"x\")\n+SUMIFS(V_GH!$AX$11:$AX$208,V_GH!$E$11:$E$208,GI!$C$77,V_GH!$AA$11:$AA$208,\"x\")\n+EBF_2A*Daten!$E$76*GI!$E$90+EXP(-9)","v":{"v":1.2340980408667956E-4,"d":"0.0"}},{"$f":"SUMIFS(GH!$Q$10:$Q$207,GH!$D$10:$D$207,GI!$G$77,V_GH!$E$10:$E$207,\"x\")\n+SUMIFS(V_GH!$AX$11:$AX$208,V_GH!$E$11:$E$208,GI!$C$77,V_GH!$AA$11:$AA$208,\"x\")\n+EBF_3A*Daten!$E$76*GI!$G$90+EXP(-9)","v":{"v":1.2340980408667956E-4,"d":"0.0"}}]
[null,null,"τ","[h]","Zeitkonstante Gebäude",{"$f":"(IF(Bauweise_1=\"\",0,_xlfn.XLOOKUP(Bauweise_1,Daten!$A$18:$A$21,Daten!$B$18:$B$21))*EBF_1A\n+IF(Bauweise_2=\"\",0,_xlfn.XLOOKUP(Bauweise_2,Daten!$A$18:$A$21,Daten!$B$18:$B$21))*EBF_2A\n+IF(Bauweise_2=\"\",0,_xlfn.XLOOKUP(Bauweise_2,Daten!$A$18:$A$21,Daten!$B$18:$B$21))*EBF_3A)*1000/F69","v":{"v":0,"d":"0.0"}},{"$nulls":12},{"$f":"IF(Bauweise_1=\"\",0,_xlfn.XLOOKUP(Bauweise_1,Daten!$A$18:$A$21,Daten!$B$18:$B$21)*EBF_1A*1000/S69)","v":{"v":0,"d":"0.0"}},{"$f":"IF(Bauweise_2=\"\",0,_xlfn.XLOOKUP(Bauweise_2,Daten!$A$18:$A$21,Daten!$B$18:$B$21)*EBF_2A*1000/T69)","v":{"v":0,"d":"0.0"}},{"$f":"IF(Bauweise_3=\"\",0,_xlfn.XLOOKUP(Bauweise_3,Daten!$A$18:$A$21,Daten!$B$18:$B$21)*EBF_3A*1000/U69)","v":{"v":0,"d":"0.0"}}]
[null,null,"a","[-]","Par. Ausnutzungsgrad",{"$f":"IF(GI!$C$94+GI!$E$94+GI!$G$94=0,0,(GI!$C$95*EBF_1A+GI!$E$95*EBF_2A+GI!$G$95*EBF_3A)/EBF_totA+F70/((GI!$C$94*EBF_1A+GI!$E$94*EBF_2A+GI!$G$94*EBF_3A)/EBF_totA))","v":{"v":0,"d":"0.0"}},{"$nulls":12},{"$f":"IF(GI!$C$94=0,0,\nGI!$C$95+S70/GI!$C$94)","v":{"v":0,"d":"0.0"}},{"$f":"IF(GI!$E$94=0,0,\nGI!$E$95+T70/GI!$E$94)","v":{"v":0,"d":"0.0"}},{"$f":"IF(GI!$G$94=0,0,\nGI!$G$95+U70/GI!$G$94)","v":{"v":0,"d":"0.0"}}]
[null,null,"γ","[-]","Wärmeeintrag/-verlust",{"$f":"IF(F35+F41=0,0,F66/(F35+F41))","v":{"v":0,"d":"0.00"}},{"$nulls":12},{"$f":"IF(F14+F38=0,0,F48/(F14+F38))","v":{"v":0,"d":"0.00"}},{"$f":"IF(F21+F39=0,0,F54/(F21+F39))","v":{"v":0,"d":"0.00"}},{"$f":"IF(F28+F40=0,0,F60/(F28+F40))","v":{"v":0,"d":"0.00"}}]
[null,null,"ηg","[-]","Ausnutzungsgrad",{"$f":"IF(F35+F41<=0,0,IF(F72=1,F71/(F71+1),(1-F72^F71)/(1-F72^(F71+1))))","v":{"v":0,"d":"0.00%"}},{"$nulls":12},{"$f":"IF(F14+F38<=0,0,IF(S72=1,S71/(S71+1),(1-S72^S71)/(1-S72^(S71+1))))","v":{"v":0,"d":"0.00%"}},{"$f":"IF(F21+F39<=0,0,IF(T72=1,T71/(T71+1),(1-T72^T71)/(1-T72^(T71+1))))","v":{"v":0,"d":"0.00%"}},{"$f":"IF(F28+F40<=0,0,IF(U72=1,U71/(U71+1),(1-U72^U71)/(1-U72^(U71+1))))","v":{"v":0,"d":"0.00%"}}]
[]
[null,"A.5 Heizwärmebedarf QH",{"$nulls":3},"Total","Jan","Feb","Mär","Apr","Mai","Jun","Jul","Aug","Sep","Okt","Nov","Dez"]
[null,null,{"$f":"IF(Kat_1=0,\"keine Auswahl\",\"Nutzung 1: \" & TEXT(Kat_1, \"0\"))","v":"keine Auswahl"}]
[null,null,"Qtot","[kWh/m²]","Gesamtwärmeverlust",null,{"$f":"G14+G38","v":{"v":0,"d":"0.00"}},{"$f":"H14+H38","v":{"v":0,"d":"0.00"}},{"v":0,"d":"0.00"},{"v":0,"d":"0.00"},{"v":0,"d":"0.00"},{"v":0,"d":"0.00"},{"v":0,"d":"0.00"},{"v":0,"d":"0.00"},{"v":0,"d":"0.00"},{"v":0,"d":"0.00"},{"v":0,"d":"0.00"},{"v":0,"d":"0.00"}]
[null,null,"Qug","[kWh/m²]","genutzte Wärmeeinträge",null,{"$f":"G48*$S$73","v":{"v":0,"d":"0.00"}},{"$f":"H48*$S$73","v":{"v":0,"d":"0.00"}},{"v":0,"d":"0.00"},{"v":0,"d":"0.00"},{"v":0,"d":"0.00"},{"v":0,"d":"0.00"},{"v":0,"d":"0.00"},{"v":0,"d":"0.00"},{"v":0,"d":"0.00"},{"v":0,"d":"0.00"},{"v":0,"d":"0.00"},{"v":0,"d":"0.00"},"Absolut kWh/a","Anteil %","Beitrag","Beitrag 3kModell","Absolut 3kModell"]
[null,null,"QH","[kWh/m²]","Heizwärmebedarf",{"$f":"SUM(G79:R79)","v":{"v":0,"d":"0.00"}},{"$f":"IF(G77-G78<=0,0,G77-G78)","v":{"v":0,"d":"0.00"}},{"$f":"IF(H77-H78<=0,0,H77-H78)","v":{"v":0,"d":"0.00"}},{"v":0,"d":"0.00"},{"v":0,"d":"0.00"},{"v":0,"d":"0.00"},{"v":0,"d":"0.00"},{"v":0,"d":"0.00"},{"v":0,"d":"0.00"},{"v":0,"d":"0.00"},{"v":0,"d":"0.00"},{"v":0,"d":"0.00"},{"v":0,"d":"0.00"},{"$f":"F79*EBF_1A","v":0},{"$f":"S79/$S$91","v":{"$error":"#DIV/0!"}},{"$f":"F79*T79","v":{"$error":"#DIV/0!"}},{"$f":"U94*T79","v":{"$error":"#DIV/0!"}},{"$f":"S94*T79","v":{"$error":"#DIV/0!"}}]
[{"$nulls":18},{"$f":"F80*EBF_1","v":0},{"$f":"S80/$S$91","v":{"$error":"#DIV/0!"}},{"$f":"F80*T80","v":{"$error":"#DIV/0!"}},{"$f":"$U$92*T80","v":{"$error":"#DIV/0!"}},{"$f":"$S$92*T80","v":{"$error":"#DIV/0!"}}]
[null,null,{"$f":"IF(Kat_2=0,\"keine Auswahl\",\"Nutzung 2: \" & TEXT(Kat_2, \"0\"))","v":"keine Auswahl"}]
[null,null,"Qtot","[kWh/m²]","Gesamtwärmeverlust",null,{"$f":"G21+G39","v":{"v":0,"d":"0.00"}},{"$f":"H21+H39","v":{"v":0,"d":"0.00"}},{"v":0,"d":"0.00"},{"v":0,"d":"0.00"},{"v":0,"d":"0.00"},{"v":0,"d":"0.00"},{"v":0,"d":"0.00"},{"v":0,"d":"0.00"},{"v":0,"d":"0.00"},{"v":0,"d":"0.00"},{"v":0,"d":"0.00"},{"v":0,"d":"0.00"}]
[null,null,"Qug","[kWh/m²]","genutzte Wärmeeinträge",null,{"$f":"G54*$T$73","v":{"v":0,"d":"0.00"}},{"$f":"H54*$T$73","v":{"v":0,"d":"0.00"}},{"v":0,"d":"0.00"},{"v":0,"d":"0.00"},{"v":0,"d":"0.00"},{"v":0,"d":"0.00"},{"v":0,"d":"0.00"},{"v":0,"d":"0.00"},{"v":0,"d":"0.00"},{"v":0,"d":"0.00"},{"v":0,"d":"0.00"},{"v":0,"d":"0.00"}]
[null,null,"QH","[kWh/m²]","Heizwärmebedarf",{"$f":"SUM(G84:R84)","v":{"v":0,"d":"0.00"}},{"$f":"IF(G82-G83<=0,0,G82-G83)","v":{"v":0,"d":"0.00"}},{"$f":"IF(H82-H83<=0,0,H82-H83)","v":{"v":0,"d":"0.00"}},{"v":0,"d":"0.00"},{"v":0,"d":"0.00"},{"v":0,"d":"0.00"},{"v":0,"d":"0.00"},{"v":0,"d":"0.00"},{"v":0,"d":"0.00"},{"v":0,"d":"0.00"},{"v":0,"d":"0.00"},{"v":0,"d":"0.00"},{"v":0,"d":"0.00"},{"$f":"F84*EBF_2A","v":0},{"$f":"S84/$S$91","v":{"$error":"#DIV/0!"}},{"$error":"#DIV/0!"},{"$f":"U94*T84","v":{"$error":"#DIV/0!"}},{"$f":"S94*T84","v":{"$error":"#DIV/0!"}}]
[{"$nulls":18},{"$f":"F85*EBF_1","v":0},{"$error":"#DIV/0!"},{"$error":"#DIV/0!"},{"$error":"#DIV/0!"},{"$f":"$S$92*T85","v":{"$error":"#DIV/0!"}}]
[null,null,{"$f":"IF(Kat_3=0,\"keine Auswahl\",\"Nutzung 3: \" & TEXT(Kat_3, \"0\"))","v":"keine Auswahl"}]
[null,null,"Qtot","[kWh/m²]","Gesamtwärmeverlust",null,{"$f":"G28+G40","v":{"v":0,"d":"0.00"}},{"$f":"H28+H40","v":{"v":0,"d":"0.00"}},{"v":0,"d":"0.00"},{"v":0,"d":"0.00"},{"v":0,"d":"0.00"},{"v":0,"d":"0.00"},{"v":0,"d":"0.00"},{"v":0,"d":"0.00"},{"v":0,"d":"0.00"},{"v":0,"d":"0.00"},{"v":0,"d":"0.00"},{"v":0,"d":"0.00"}]
[null,null,"Qug","[kWh/m²]","genutzte Wärmeeinträge",null,{"$f":"G60*$U$73","v":{"v":0,"d":"0.00"}},{"$f":"H60*$U$73","v":{"v":0,"d":"0.00"}},{"v":0,"d":"0.00"},{"v":0,"d":"0.00"},{"v":0,"d":"0.00"},{"v":0,"d":"0.00"},{"v":0,"d":"0.00"},{"v":0,"d":"0.00"},{"v":0,"d":"0.00"},{"v":0,"d":"0.00"},{"v":0,"d":"0.00"},{"v":0,"d":"0.00"}]
[null,null,"QH","[kWh/m²]","Heizwärmebedarf",{"$f":"SUM(G89:R89)","v":{"v":0,"d":"0.00"}},{"$f":"IF(G87-G88<=0,0,G87-G88)","v":{"v":0,"d":"0.00"}},{"$f":"IF(H87-H88<=0,0,H87-H88)","v":{"v":0,"d":"0.00"}},{"v":0,"d":"0.00"},{"v":0,"d":"0.00"},{"v":0,"d":"0.00"},{"v":0,"d":"0.00"},{"v":0,"d":"0.00"},{"v":0,"d":"0.00"},{"v":0,"d":"0.00"},{"v":0,"d":"0.00"},{"v":0,"d":"0.00"},{"v":0,"d":"0.00"},{"$f":"F89*EBF_3A","v":0},{"$f":"S89/$S$91","v":{"$error":"#DIV/0!"}},{"$error":"#DIV/0!"},{"$f":"U94*T89","v":{"$error":"#DIV/0!"}},{"$f":"S94*T89","v":{"$error":"#DIV/0!"}}]
[]
[null,null,"gewichteter Mittelwert",{"$nulls":15},{"$f":"S79+S84+S89","v":0},{"$f":"T79+T84+T89","v":{"$error":"#DIV/0!"}},{"$error":"#DIV/0!"},{"$f":"SUM(V79:V89)","v":{"$error":"#DIV/0!"}},{"$f":"SUM(W79:W89)","v":{"$error":"#DIV/0!"}}]
[null,null,"Qtot","[kWh/m²]","Gesamtwärmeverlust",null,{"$f":"G35+G41","v":{"v":0,"d":"0.00"}},{"$f":"H35+H41","v":{"v":0,"d":"0.00"}},{"v":0,"d":"0.00"},{"v":0,"d":"0.00"},{"v":0,"d":"0.00"},{"v":0,"d":"0.00"},{"v":0,"d":"0.00"},{"v":0,"d":"0.00"},{"v":0,"d":"0.00"},{"v":0,"d":"0.00"},{"v":0,"d":"0.00"},{"v":0,"d":"0.00"},null,"Abweichung 3kat Modell",{"$f":"U91/U94-1","v":{"$error":"#DIV/0!"}}]
[null,null,"Qug","[kWh/m²]","genutzte Wärmeeinträge",null,{"$f":"G66*$F$73","v":{"v":0,"d":"0.00"}},{"$f":"H66*$F$73","v":{"v":0,"d":"0.00"}},{"v":0,"d":"0.00"},{"v":0,"d":"0.00"},{"v":0,"d":"0.00"},{"v":0,"d":"0.00"},{"v":0,"d":"0.00"},{"v":0,"d":"0.00"},{"v":0,"d":"0.00"},{"v":0,"d":"0.00"},{"v":0,"d":"0.00"},{"v":0,"d":"0.00"}]
[null,null,"QH","[kWh/m²]","Heizwärmebedarf",{"$f":"SUM(G94:R94)","v":{"v":0,"d":"0.00"}},{"$f":"IF(G92-G93<=0,0,G92-G93)","v":{"v":0,"d":"0.00"}},{"$f":"IF(H92-H93<=0,0,H92-H93)","v":{"v":0,"d":"0.00"}},{"v":0,"d":"0.00"},{"v":0,"d":"0.00"},{"v":0,"d":"0.00"},{"v":0,"d":"0.00"},{"v":0,"d":"0.00"},{"v":0,"d":"0.00"},{"v":0,"d":"0.00"},{"v":0,"d":"0.00"},{"v":0,"d":"0.00"},{"v":0,"d":"0.00"},{"$f":"F94*EBF_totA","v":0},null,{"$f":"F94","v":{"v":0,"d":"0.00"}}]
{"$rows_empty":20}
[null,"Variante B",{"$nulls":22},"Kommentare:"]
[]
[null,"B.1 Transmissionswärmeverluste QT"]
[null,null,{"$f":"IF(Kat_1=0,\"keine Auswahl\",\"Nutzung 1: \" & TEXT(Kat_1, \"0\"))","v":"keine Auswahl"}]
[null,null,"QTA","[kWh/m²]","gg. aussen",{"$f":"SUM(G119:R119)","v":{"v":0,"d":"0.00"}},{"$f":"V_GH!AU244","v":{"v":0,"d":"0.00"}},{"$f":"V_GH!AV244","v":{"v":0,"d":"0.00"}},{"$f":"V_GH!AW244","v":{"v":0,"d":"0.00"}},{"$f":"V_GH!AX244","v":{"v":0,"d":"0.00"}},{"$f":"V_GH!AY244","v":{"v":0,"d":"0.00"}},{"$f":"V_GH!AZ244","v":{"v":0,"d":"0.00"}},{"$f":"V_GH!BA244","v":{"v":0,"d":"0.00"}},{"$f":"V_GH!BB244","v":{"v":0,"d":"0.00"}},{"$f":"V_GH!BC244","v":{"v":0,"d":"0.00"}},{"$f":"V_GH!BD244","v":{"v":0,"d":"0.00"}},{"$f":"V_GH!BE244","v":{"v":0,"d":"0.00"}},{"$f":"V_GH!BF244","v":{"v":0,"d":"0.00"}}]
[null,null,"QTuE","[kWh/m²]","gg. unbeheizt / Erde",{"$f":"SUM(G120:R120)","v":{"v":0,"d":"0.00"}},{"$f":"V_GH!AU245","v":{"v":0,"d":"0.00"}},{"$f":"V_GH!AV245","v":{"v":0,"d":"0.00"}},{"$f":"V_GH!AW245","v":{"v":0,"d":"0.00"}},{"$f":"V_GH!AX245","v":{"v":0,"d":"0.00"}},{"$f":"V_GH!AY245","v":{"v":0,"d":"0.00"}},{"$f":"V_GH!AZ245","v":{"v":0,"d":"0.00"}},{"$f":"V_GH!BA245","v":{"v":0,"d":"0.00"}},{"$f":"V_GH!BB245","v":{"v":0,"d":"0.00"}},{"$f":"V_GH!BC245","v":{"v":0,"d":"0.00"}},{"$f":"V_GH!BD245","v":{"v":0,"d":"0.00"}},{"$f":"V_GH!BE245","v":{"v":0,"d":"0.00"}},{"$f":"V_GH!BF245","v":{"v":0,"d":"0.00"}}]
[null,null,"Qlp","[kWh/m²]","Wärmebrücken",{"v":0,"d":"0.00"},{"$f":"V_GH!AU246","v":{"v":0,"d":"0.00"}},{"$f":"V_GH!AV246","v":{"v":0,"d":"0.00"}},{"$f":"V_GH!AW246","v":{"v":0,"d":"0.00"}},{"$f":"V_GH!AX246","v":{"v":0,"d":"0.00"}},{"$f":"V_GH!AY246","v":{"v":0,"d":"0.00"}},{"$f":"V_GH!AZ246","v":{"v":0,"d":"0.00"}},{"$f":"V_GH!BA246","v":{"v":0,"d":"0.00"}},{"$f":"V_GH!BB246","v":{"v":0,"d":"0.00"}},{"$f":"V_GH!BC246","v":{"v":0,"d":"0.00"}},{"$f":"V_GH!BD246","v":{"v":0,"d":"0.00"}},{"$f":"V_GH!BE246","v":{"v":0,"d":"0.00"}},{"$f":"V_GH!BF246","v":{"v":0,"d":"0.00"}}]
[null,null,"QTn","[kWh/m²]","gg. beheizt",{"v":0,"d":"0.00"},{"$f":"V_GH!AU247","v":{"v":0,"d":"0.00"}},{"$f":"V_GH!AV247","v":{"v":0,"d":"0.00"}},{"$f":"V_GH!AW247","v":{"v":0,"d":"0.00"}},{"$f":"V_GH!AX247","v":{"v":0,"d":"0.00"}},{"$f":"V_GH!AY247","v":{"v":0,"d":"0.00"}},{"$f":"V_GH!AZ247","v":{"v":0,"d":"0.00"}},{"$f":"V_GH!BA247","v":{"v":0,"d":"0.00"}},{"$f":"V_GH!BB247","v":{"v":0,"d":"0.00"}},{"$f":"V_GH!BC247","v":{"v":0,"d":"0.00"}},{"$f":"V_GH!BD247","v":{"v":0,"d":"0.00"}},{"$f":"V_GH!BE247","v":{"v":0,"d":"0.00"}},{"$f":"V_GH!BF247","v":{"v":0,"d":"0.00"}}]
[null,null,"QT","[kWh/m²]","Summe",{"v":0,"d":"0.00"},{"$f":"V_GH!AU248","v":{"v":0,"d":"0.00"}},{"$f":"V_GH!AV248","v":{"v":0,"d":"0.00"}},{"$f":"V_GH!AW248","v":{"v":0,"d":"0.00"}},{"$f":"V_GH!AX248","v":{"v":0,"d":"0.00"}},{"$f":"V_GH!AY248","v":{"v":0,"d":"0.00"}},{"$f":"V_GH!AZ248","v":{"v":0,"d":"0.00"}},{"$f":"V_GH!BA248","v":{"v":0,"d":"0.00"}},{"$f":"V_GH!BB248","v":{"v":0,"d":"0.00"}},{"$f":"V_GH!BC248","v":{"v":0,"d":"0.00"}},{"$f":"V_GH!BD248","v":{"v":0,"d":"0.00"}},{"$f":"V_GH!BE248","v":{"v":0,"d":"0.00"}},{"$f":"V_GH!BF248","v":{"v":0,"d":"0.00"}}]
[]
[null,null,{"$f":"IF(Kat_2=0,\"keine Auswahl\",\"Nutzung 2: \" & TEXT(Kat_2, \"0\"))","v":"keine Auswahl"}]
[null,null,"QTA","[kWh/m²]","gg. aussen",{"$f":"SUM(G126:R126)","v":{"v":0,"d":"0.00"}},{"$f":"V_GH!AU251","v":{"v":0,"d":"0.00"}},{"$f":"V_GH!AV251","v":{"v":0,"d":"0.00"}},{"$f":"V_GH!AW251","v":{"v":0,"d":"0.00"}},{"$f":"V_GH!AX251","v":{"v":0,"d":"0.00"}},{"$f":"V_GH!AY251","v":{"v":0,"d":"0.00"}},{"$f":"V_GH!AZ251","v":{"v":0,"d":"0.00"}},{"$f":"V_GH!BA251","v":{"v":0,"d":"0.00"}},{"$f":"V_GH!BB251","v":{"v":0,"d":"0.00"}},{"$f":"V_GH!BC251","v":{"v":0,"d":"0.00"}},{"$f":"V_GH!BD251","v":{"v":0,"d":"0.00"}},{"$f":"V_GH!BE251","v":{"v":0,"d":"0.00"}},{"$f":"V_GH!BF251","v":{"v":0,"d":"0.00"}}]
[null,null,"QTuE","[kWh/m²]","gg. unbeheizt / Erde",{"v":0,"d":"0.00"},{"$f":"V_GH!AU252","v":{"v":0,"d":"0.00"}},{"$f":"V_GH!AV252","v":{"v":0,"d":"0.00"}},{"$f":"V_GH!AW252","v":{"v":0,"d":"0.00"}},{"$f":"V_GH!AX252","v":{"v":0,"d":"0.00"}},{"$f":"V_GH!AY252","v":{"v":0,"d":"0.00"}},{"$f":"V_GH!AZ252","v":{"v":0,"d":"0.00"}},{"$f":"V_GH!BA252","v":{"v":0,"d":"0.00"}},{"$f":"V_GH!BB252","v":{"v":0,"d":"0.00"}},{"$f":"V_GH!BC252","v":{"v":0,"d":"0.00"}},{"$f":"V_GH!BD252","v":{"v":0,"d":"0.00"}},{"$f":"V_GH!BE252","v":{"v":0,"d":"0.00"}},{"$f":"V_GH!BF252","v":{"v":0,"d":"0.00"}}]
[null,null,"Qlp","[kWh/m²]","Wärmebrücken",{"v":0,"d":"0.00"},{"$f":"V_GH!AU253","v":{"v":0,"d":"0.00"}},{"$f":"V_GH!AV253","v":{"v":0,"d":"0.00"}},{"$f":"V_GH!AW253","v":{"v":0,"d":"0.00"}},{"$f":"V_GH!AX253","v":{"v":0,"d":"0.00"}},{"$f":"V_GH!AY253","v":{"v":0,"d":"0.00"}},{"$f":"V_GH!AZ253","v":{"v":0,"d":"0.00"}},{"$f":"V_GH!BA253","v":{"v":0,"d":"0.00"}},{"$f":"V_GH!BB253","v":{"v":0,"d":"0.00"}},{"$f":"V_GH!BC253","v":{"v":0,"d":"0.00"}},{"$f":"V_GH!BD253","v":{"v":0,"d":"0.00"}},{"$f":"V_GH!BE253","v":{"v":0,"d":"0.00"}},{"$f":"V_GH!BF253","v":{"v":0,"d":"0.00"}}]
[null,null,"QTn","[kWh/m²]","gg. beheizt",{"v":0,"d":"0.00"},{"$f":"V_GH!AU254","v":{"v":0,"d":"0.00"}},{"$f":"V_GH!AV254","v":{"v":0,"d":"0.00"}},{"$f":"V_GH!AW254","v":{"v":0,"d":"0.00"}},{"$f":"V_GH!AX254","v":{"v":0,"d":"0.00"}},{"$f":"V_GH!AY254","v":{"v":0,"d":"0.00"}},{"$f":"V_GH!AZ254","v":{"v":0,"d":"0.00"}},{"$f":"V_GH!BA254","v":{"v":0,"d":"0.00"}},{"$f":"V_GH!BB254","v":{"v":0,"d":"0.00"}},{"$f":"V_GH!BC254","v":{"v":0,"d":"0.00"}},{"$f":"V_GH!BD254","v":{"v":0,"d":"0.00"}},{"$f":"V_GH!BE254","v":{"v":0,"d":"0.00"}},{"$f":"V_GH!BF254","v":{"v":0,"d":"0.00"}}]
[null,null,"QT","[kWh/m²]","Summe",{"v":0,"d":"0.00"},{"$f":"V_GH!AU255","v":{"v":0,"d":"0.00"}},{"$f":"V_GH!AV255","v":{"v":0,"d":"0.00"}},{"$f":"V_GH!AW255","v":{"v":0,"d":"0.00"}},{"$f":"V_GH!AX255","v":{"v":0,"d":"0.00"}},{"$f":"V_GH!AY255","v":{"v":0,"d":"0.00"}},{"$f":"V_GH!AZ255","v":{"v":0,"d":"0.00"}},{"$f":"V_GH!BA255","v":{"v":0,"d":"0.00"}},{"$f":"V_GH!BB255","v":{"v":0,"d":"0.00"}},{"$f":"V_GH!BC255","v":{"v":0,"d":"0.00"}},{"$f":"V_GH!BD255","v":{"v":0,"d":"0.00"}},{"$f":"V_GH!BE255","v":{"v":0,"d":"0.00"}},{"$f":"V_GH!BF255","v":{"v":0,"d":"0.00"}}]
[]
[null,null,{"$f":"IF(Kat_3=0,\"keine Auswahl\",\"Nutzung 3: \" & TEXT(Kat_3, \"0\"))","v":"keine Auswahl"}]
[null,null,"QTA","[kWh/m²]","gg. aussen",{"$f":"SUM(G133:R133)","v":{"v":0,"d":"0.00"}},{"$f":"V_GH!AU258","v":{"v":0,"d":"0.00"}},{"$f":"V_GH!AV258","v":{"v":0,"d":"0.00"}},{"$f":"V_GH!AW258","v":{"v":0,"d":"0.00"}},{"$f":"V_GH!AX258","v":{"v":0,"d":"0.00"}},{"$f":"V_GH!AY258","v":{"v":0,"d":"0.00"}},{"$f":"V_GH!AZ258","v":{"v":0,"d":"0.00"}},{"$f":"V_GH!BA258","v":{"v":0,"d":"0.00"}},{"$f":"V_GH!BB258","v":{"v":0,"d":"0.00"}},{"$f":"V_GH!BC258","v":{"v":0,"d":"0.00"}},{"$f":"V_GH!BD258","v":{"v":0,"d":"0.00"}},{"$f":"V_GH!BE258","v":{"v":0,"d":"0.00"}},{"$f":"V_GH!BF258","v":{"v":0,"d":"0.00"}}]
[null,null,"QTuE","[kWh/m²]","gg. unbeheizt / Erde",{"v":0,"d":"0.00"},{"$f":"V_GH!AU259","v":{"v":0,"d":"0.00"}},{"$f":"V_GH!AV259","v":{"v":0,"d":"0.00"}},{"$f":"V_GH!AW259","v":{"v":0,"d":"0.00"}},{"$f":"V_GH!AX259","v":{"v":0,"d":"0.00"}},{"$f":"V_GH!AY259","v":{"v":0,"d":"0.00"}},{"$f":"V_GH!AZ259","v":{"v":0,"d":"0.00"}},{"$f":"V_GH!BA259","v":{"v":0,"d":"0.00"}},{"$f":"V_GH!BB259","v":{"v":0,"d":"0.00"}},{"$f":"V_GH!BC259","v":{"v":0,"d":"0.00"}},{"$f":"V_GH!BD259","v":{"v":0,"d":"0.00"}},{"$f":"V_GH!BE259","v":{"v":0,"d":"0.00"}},{"$f":"V_GH!BF259","v":{"v":0,"d":"0.00"}}]
[null,null,"Qlp","[kWh/m²]","Wärmebrücken",{"v":0,"d":"0.00"},{"$f":"V_GH!AU260","v":{"v":0,"d":"0.00"}},{"$f":"V_GH!AV260","v":{"v":0,"d":"0.00"}},{"$f":"V_GH!AW260","v":{"v":0,"d":"0.00"}},{"$f":"V_GH!AX260","v":{"v":0,"d":"0.00"}},{"$f":"V_GH!AY260","v":{"v":0,"d":"0.00"}},{"$f":"V_GH!AZ260","v":{"v":0,"d":"0.00"}},{"$f":"V_GH!BA260","v":{"v":0,"d":"0.00"}},{"$f":"V_GH!BB260","v":{"v":0,"d":"0.00"}},{"$f":"V_GH!BC260","v":{"v":0,"d":"0.00"}},{"$f":"V_GH!BD260","v":{"v":0,"d":"0.00"}},{"$f":"V_GH!BE260","v":{"v":0,"d":"0.00"}},{"$f":"V_GH!BF260","v":{"v":0,"d":"0.00"}}]
[null,null,"QTn","[kWh/m²]","gg. beheizt",{"v":0,"d":"0.00"},{"$f":"V_GH!AU261","v":{"v":0,"d":"0.00"}},{"$f":"V_GH!AV261","v":{"v":0,"d":"0.00"}},{"$f":"V_GH!AW261","v":{"v":0,"d":"0.00"}},{"$f":"V_GH!AX261","v":{"v":0,"d":"0.00"}},{"$f":"V_GH!AY261","v":{"v":0,"d":"0.00"}},{"$f":"V_GH!AZ261","v":{"v":0,"d":"0.00"}},{"$f":"V_GH!BA261","v":{"v":0,"d":"0.00"}},{"$f":"V_GH!BB261","v":{"v":0,"d":"0.00"}},{"$f":"V_GH!BC261","v":{"v":0,"d":"0.00"}},{"$f":"V_GH!BD261","v":{"v":0,"d":"0.00"}},{"$f":"V_GH!BE261","v":{"v":0,"d":"0.00"}},{"$f":"V_GH!BF261","v":{"v":0,"d":"0.00"}}]
[null,null,"QT","[kWh/m²]","Summe",{"v":0,"d":"0.00"},{"$f":"V_GH!AU262","v":{"v":0,"d":"0.00"}},{"$f":"V_GH!AV262","v":{"v":0,"d":"0.00"}},{"$f":"V_GH!AW262","v":{"v":0,"d":"0.00"}},{"$f":"V_GH!AX262","v":{"v":0,"d":"0.00"}},{"$f":"V_GH!AY262","v":{"v":0,"d":"0.00"}},{"$f":"V_GH!AZ262","v":{"v":0,"d":"0.00"}},{"$f":"V_GH!BA262","v":{"v":0,"d":"0.00"}},{"$f":"V_GH!BB262","v":{"v":0,"d":"0.00"}},{"$f":"V_GH!BC262","v":{"v":0,"d":"0.00"}},{"$f":"V_GH!BD262","v":{"v":0,"d":"0.00"}},{"$f":"V_GH!BE262","v":{"v":0,"d":"0.00"}},{"$f":"V_GH!BF262","v":{"v":0,"d":"0.00"}}]
[]
[null,null,"gewichteter Mittelwert"]
[null,null,"QTA","[kWh/m²]","gg. aussen",{"$f":"SUM(G140:R140)","v":{"v":0,"d":"0.00"}},{"$f":"V_GH!AU265","v":{"v":0,"d":"0.00"}},{"$f":"V_GH!AV265","v":{"v":0,"d":"0.00"}},{"$f":"V_GH!AW265","v":{"v":0,"d":"0.00"}},{"$f":"V_GH!AX265","v":{"v":0,"d":"0.00"}},{"$f":"V_GH!AY265","v":{"v":0,"d":"0.00"}},{"$f":"V_GH!AZ265","v":{"v":0,"d":"0.00"}},{"$f":"V_GH!BA265","v":{"v":0,"d":"0.00"}},{"$f":"V_GH!BB265","v":{"v":0,"d":"0.00"}},{"$f":"V_GH!BC265","v":{"v":0,"d":"0.00"}},{"$f":"V_GH!BD265","v":{"v":0,"d":"0.00"}},{"$f":"V_GH!BE265","v":{"v":0,"d":"0.00"}},{"$f":"V_GH!BF265","v":{"v":0,"d":"0.00"}}]
[null,null,"QTuE","[kWh/m²]","gg. unbeheizt / Erde",{"$f":"SUM(G141:R141)","v":{"v":0,"d":"0.00"}},{"$f":"V_GH!AU266","v":{"v":0,"d":"0.00"}},{"$f":"V_GH!AV266","v":{"v":0,"d":"0.00"}},{"$f":"V_GH!AW266","v":{"v":0,"d":"0.00"}},{"$f":"V_GH!AX266","v":{"v":0,"d":"0.00"}},{"$f":"V_GH!AY266","v":{"v":0,"d":"0.00"}},{"$f":"V_GH!AZ266","v":{"v":0,"d":"0.00"}},{"$f":"V_GH!BA266","v":{"v":0,"d":"0.00"}},{"$f":"V_GH!BB266","v":{"v":0,"d":"0.00"}},{"$f":"V_GH!BC266","v":{"v":0,"d":"0.00"}},{"$f":"V_GH!BD266","v":{"v":0,"d":"0.00"}},{"$f":"V_GH!BE266","v":{"v":0,"d":"0.00"}},{"$f":"V_GH!BF266","v":{"v":0,"d":"0.00"}}]
[null,null,"Qlp","[kWh/m²]","Wärmebrücken",{"v":0,"d":"0.00"},{"$f":"V_GH!AU267","v":{"v":0,"d":"0.00"}},{"$f":"V_GH!AV267","v":{"v":0,"d":"0.00"}},{"$f":"V_GH!AW267","v":{"v":0,"d":"0.00"}},{"$f":"V_GH!AX267","v":{"v":0,"d":"0.00"}},{"$f":"V_GH!AY267","v":{"v":0,"d":"0.00"}},{"$f":"V_GH!AZ267","v":{"v":0,"d":"0.00"}},{"$f":"V_GH!BA267","v":{"v":0,"d":"0.00"}},{"$f":"V_GH!BB267","v":{"v":0,"d":"0.00"}},{"$f":"V_GH!BC267","v":{"v":0,"d":"0.00"}},{"$f":"V_GH!BD267","v":{"v":0,"d":"0.00"}},{"$f":"V_GH!BE267","v":{"v":0,"d":"0.00"}},{"$f":"V_GH!BF267","v":{"v":0,"d":"0.00"}}]
[null,null,"QTn","[kWh/m²]","gg. beheizt",{"v":0,"d":"0.00"},{"$f":"V_GH!AU268","v":{"v":0,"d":"0.00"}},{"$f":"V_GH!AV268","v":{"v":0,"d":"0.00"}},{"$f":"V_GH!AW268","v":{"v":0,"d":"0.00"}},{"$f":"V_GH!AX268","v":{"v":0,"d":"0.00"}},{"$f":"V_GH!AY268","v":{"v":0,"d":"0.00"}},{"$f":"V_GH!AZ268","v":{"v":0,"d":"0.00"}},{"$f":"V_GH!BA268","v":{"v":0,"d":"0.00"}},{"$f":"V_GH!BB268","v":{"v":0,"d":"0.00"}},{"$f":"V_GH!BC268","v":{"v":0,"d":"0.00"}},{"$f":"V_GH!BD268","v":{"v":0,"d":"0.00"}},{"$f":"V_GH!BE268","v":{"v":0,"d":"0.00"}},{"$f":"V_GH!BF268","v":{"v":0,"d":"0.00"}}]
[null,null,"QT","[kWh/m²]","Summe",{"v":0,"d":"0.00"},{"$f":"V_GH!AU269","v":{"v":0,"d":"0.00"}},{"$f":"V_GH!AV269","v":{"v":0,"d":"0.00"}},{"$f":"V_GH!AW269","v":{"v":0,"d":"0.00"}},{"$f":"V_GH!AX269","v":{"v":0,"d":"0.00"}},{"$f":"V_GH!AY269","v":{"v":0,"d":"0.00"}},{"$f":"V_GH!AZ269","v":{"v":0,"d":"0.00"}},{"$f":"V_GH!BA269","v":{"v":0,"d":"0.00"}},{"$f":"V_GH!BB269","v":{"v":0,"d":"0.00"}},{"$f":"V_GH!BC269","v":{"v":0,"d":"0.00"}},{"$f":"V_GH!BD269","v":{"v":0,"d":"0.00"}},{"$f":"V_GH!BE269","v":{"v":0,"d":"0.00"}},{"$f":"V_GH!BF269","v":{"v":0,"d":"0.00"}}]
[]
[null,"B.2 Lüftungswärmeverluste QV"]
[null,null,"QV1","[kWh/m²]",{"$f":"IF(Kat_1=0,\"keine Auswahl\",Kat_1)","v":"keine Auswahl"},{"$f":"SUM(G147:R147)","v":{"v":0,"d":"0.00"}},{"$f":"Daten!B$152*GI!$C$90*Daten!B$150*Daten!$E$76*24/1000","v":{"v":0,"d":"0.00"}},{"$f":"Daten!C$152*GI!$C$90*Daten!C$150*Daten!$E$76*24/1000","v":{"v":0,"d":"0.00"}},{"$f":"Daten!D$152*GI!$C$90*Daten!D$150*Daten!$E$76*24/1000","v":{"v":0,"d":"0.00"}},{"$f":"Daten!E$152*GI!$C$90*Daten!E$150*Daten!$E$76*24/1000","v":{"v":0,"d":"0.00"}},{"$f":"Daten!F$152*GI!$C$90*Daten!F$150*Daten!$E$76*24/1000","v":{"v":0,"d":"0.00"}},{"$f":"Daten!G$152*GI!$C$90*Daten!G$150*Daten!$E$76*24/1000","v":{"v":0,"d":"0.00"}},{"$f":"Daten!H$152*GI!$C$90*Daten!H$150*Daten!$E$76*24/1000","v":{"v":0,"d":"0.00"}},{"$f":"Daten!I$152*GI!$C$90*Daten!I$150*Daten!$E$76*24/1000","v":{"v":0,"d":"0.00"}},{"$f":"Daten!J$152*GI!$C$90*Daten!J$150*Daten!$E$76*24/1000","v":{"v":0,"d":"0.00"}},{"$f":"Daten!K$152*GI!$C$90*Daten!K$150*Daten!$E$76*24/1000","v":{"v":0,"d":"0.00"}},{"$f":"Daten!L$152*GI!$C$90*Daten!L$150*Daten!$E$76*24/1000","v":{"v":0,"d":"0.00"}},{"$f":"Daten!M$152*GI!$C$90*Daten!M$150*Daten!$E$76*24/1000","v":{"v":0,"d":"0.00"}}]
[null,null,"QV2","[kWh/m²]",{"$f":"IF(Kat_2=0,\"keine Auswahl\",Kat_2)","v":"keine Auswahl"},{"$f":"SUM(G148:R148)","v":{"v":0,"d":"0.00"}},{"$f":"Daten!B$153*GI!$E$90*Daten!B$150*Daten!$E$76*24/1000","v":{"v":0,"d":"0.00"}},{"$f":"Daten!C$153*GI!$E$90*Daten!C$150*Daten!$E$76*24/1000","v":{"v":0,"d":"0.00"}},{"$f":"Daten!D$153*GI!$E$90*Daten!D$150*Daten!$E$76*24/1000","v":{"v":0,"d":"0.00"}},{"$f":"Daten!E$153*GI!$E$90*Daten!E$150*Daten!$E$76*24/1000","v":{"v":0,"d":"0.00"}},{"$f":"Daten!F$153*GI!$E$90*Daten!F$150*Daten!$E$76*24/1000","v":{"v":0,"d":"0.00"}},{"$f":"Daten!G$153*GI!$E$90*Daten!G$150*Daten!$E$76*24/1000","v":{"v":0,"d":"0.00"}},{"$f":"Daten!H$153*GI!$E$90*Daten!H$150*Daten!$E$76*24/1000","v":{"v":0,"d":"0.00"}},{"$f":"Daten!I$153*GI!$E$90*Daten!I$150*Daten!$E$76*24/1000","v":{"v":0,"d":"0.00"}},{"$f":"Daten!J$153*GI!$E$90*Daten!J$150*Daten!$E$76*24/1000","v":{"v":0,"d":"0.00"}},{"$f":"Daten!K$153*GI!$E$90*Daten!K$150*Daten!$E$76*24/1000","v":{"v":0,"d":"0.00"}},{"$f":"Daten!L$153*GI!$E$90*Daten!L$150*Daten!$E$76*24/1000","v":{"v":0,"d":"0.00"}},{"$f":"Daten!M$153*GI!$E$90*Daten!M$150*Daten!$E$76*24/1000","v":{"v":0,"d":"0.00"}}]
[null,null,"QV3","[kWh/m²]",{"$f":"IF(Kat_3=0,\"keine Auswahl\",Kat_3)","v":"keine Auswahl"},{"v":0,"d":"0.00"},{"$f":"Daten!B$154*GI!$G$90*Daten!B$150*Daten!$E$76*24/1000","v":{"v":0,"d":"0.00"}},{"$f":"Daten!C$154*GI!$G$90*Daten!C$150*Daten!$E$76*24/1000","v":{"v":0,"d":"0.00"}},{"$f":"Daten!D$154*GI!$G$90*Daten!D$150*Daten!$E$76*24/1000","v":{"v":0,"d":"0.00"}},{"$f":"Daten!E$154*GI!$G$90*Daten!E$150*Daten!$E$76*24/1000","v":{"v":0,"d":"0.00"}},{"$f":"Daten!F$154*GI!$G$90*Daten!F$150*Daten!$E$76*24/1000","v":{"v":0,"d":"0.00"}},{"$f":"Daten!G$154*GI!$G$90*Daten!G$150*Daten!$E$76*24/1000","v":{"v":0,"d":"0.00"}},{"$f":"Daten!H$154*GI!$G$90*Daten!H$150*Daten!$E$76*24/1000","v":{"v":0,"d":"0.00"}},{"$f":"Daten!I$154*GI!$G$90*Daten!I$150*Daten!$E$76*24/1000","v":{"v":0,"d":"0.00"}},{"$f":"Daten!J$154*GI!$G$90*Daten!J$150*Daten!$E$76*24/1000","v":{"v":0,"d":"0.00"}},{"$f":"Daten!K$154*GI!$G$90*Daten!K$150*Daten!$E$76*24/1000","v":{"v":0,"d":"0.00"}},{"$f":"Daten!L$154*GI!$G$90*Daten!L$150*Daten!$E$76*24/1000","v":{"v":0,"d":"0.00"}},{"$f":"Daten!M$154*GI!$G$90*Daten!M$150*Daten!$E$76*24/1000","v":{"v":0,"d":"0.00"}}]
[null,null,"QV","[kWh/m²]","gewichteter Mittelwert",{"$f":"(F147*EBF_1B+F148*EBF_2B+F149*EBF_3B)/EBF_totB","v":{"v":0,"d":"0.00"}},{"v":0,"d":"0.00"},{"v":0,"d":"0.00"},{"v":0,"d":"0.00"},{"v":0,"d":"0.00"},{"v":0,"d":"0.00"},{"v":0,"d":"0.00"},{"v":0,"d":"0.00"},{"v":0,"d":"0.00"},{"v":0,"d":"0.00"},{"v":0,"d":"0.00"},{"v":0,"d":"0.00"},{"v":0,"d":"0.00"}]
[]
[null,"B.3 Wärmeeinträge Qg"]
[null,null,{"$f":"IF(Kat_1=0,\"keine Auswahl\",\"Nutzung 1: \" & TEXT(Kat_1, \"0\"))","v":"keine Auswahl"}]
[null,null,"Qi,el","[kWh/m²]","Elektrizität",{"$f":"SUM(G154:R154)","v":{"v":0,"d":"0.00"}},{"$f":"GI!$C$86*GI!$C$87*Daten!B$150/365","v":{"v":0,"d":"0.00"}},{"$f":"GI!$C$86*GI!$C$87*Daten!C$150/365","v":{"v":0,"d":"0.00"}},{"$f":"GI!$C$86*GI!$C$87*Daten!D$150/365","v":{"v":0,"d":"0.00"}},{"$f":"GI!$C$86*GI!$C$87*Daten!E$150/365","v":{"v":0,"d":"0.00"}},{"$f":"GI!$C$86*GI!$C$87*Daten!F$150/365","v":{"v":0,"d":"0.00"}},{"$f":"GI!$C$86*GI!$C$87*Daten!G$150/365","v":{"v":0,"d":"0.00"}},{"$f":"GI!$C$86*GI!$C$87*Daten!H$150/365","v":{"v":0,"d":"0.00"}},{"$f":"GI!$C$86*GI!$C$87*Daten!I$150/365","v":{"v":0,"d":"0.00"}},{"$f":"GI!$C$86*GI!$C$87*Daten!J$150/365","v":{"v":0,"d":"0.00"}},{"$f":"GI!$C$86*GI!$C$87*Daten!K$150/365","v":{"v":0,"d":"0.00"}},{"$f":"GI!$C$86*GI!$C$87*Daten!L$150/365","v":{"v":0,"d":"0.00"}},{"$f":"GI!$C$86*GI!$C$87*Daten!M$150/365","v":{"v":0,"d":"0.00"}}]
[null,null,"Qi,s","[kWh/m²]","Personen",{"$f":"SUM(G155:R155)","v":{"v":0,"d":"0.00"}},{"$f":"GI!$C$82*GI!$C$85*Daten!B$150/1000/IF(GI!$C$81=0,1,GI!$C$81)","v":{"v":0,"d":"0.00"}},{"$f":"GI!$C$82*GI!$C$85*Daten!C$150/1000/IF(GI!$C$81=0,1,GI!$C$81)","v":{"v":0,"d":"0.00"}},{"$f":"GI!$C$82*GI!$C$85*Daten!D$150/1000/IF(GI!$C$81=0,1,GI!$C$81)","v":{"v":0,"d":"0.00"}},{"$f":"GI!$C$82*GI!$C$85*Daten!E$150/1000/IF(GI!$C$81=0,1,GI!$C$81)","v":{"v":0,"d":"0.00"}},{"$f":"GI!$C$82*GI!$C$85*Daten!F$150/1000/IF(GI!$C$81=0,1,GI!$C$81)","v":{"v":0,"d":"0.00"}},{"$f":"GI!$C$82*GI!$C$85*Daten!G$150/1000/IF(GI!$C$81=0,1,GI!$C$81)","v":{"v":0,"d":"0.00"}},{"$f":"GI!$C$82*GI!$C$85*Daten!H$150/1000/IF(GI!$C$81=0,1,GI!$C$81)","v":{"v":0,"d":"0.00"}},{"$f":"GI!$C$82*GI!$C$85*Daten!I$150/1000/IF(GI!$C$81=0,1,GI!$C$81)","v":{"v":0,"d":"0.00"}},{"$f":"GI!$C$82*GI!$C$85*Daten!J$150/1000/IF(GI!$C$81=0,1,GI!$C$81)","v":{"v":0,"d":"0.00"}},{"$f":"GI!$C$82*GI!$C$85*Daten!K$150/1000/IF(GI!$C$81=0,1,GI!$C$81)","v":{"v":0,"d":"0.00"}},{"$f":"GI!$C$82*GI!$C$85*Daten!L$150/1000/IF(GI!$C$81=0,1,GI!$C$81)","v":{"v":0,"d":"0.00"}},{"$f":"GI!$C$82*GI!$C$85*Daten!M$150/1000/IF(GI!$C$81=0,1,GI!$C$81)","v":{"v":0,"d":"0.00"}}]
[null,null,"Qs","[kWh/m²]","Solare Einträge",{"v":0,"d":"0.00"},{"$f":"V_GH!BH244","v":{"v":0,"d":"0.00"}},{"$f":"V_GH!BI244","v":{"v":0,"d":"0.00"}},{"$f":"V_GH!BJ244","v":{"v":0,"d":"0.00"}},{"$f":"V_GH!BK244","v":{"v":0,"d":"0.00"}},{"$f":"V_GH!BL244","v":{"v":0,"d":"0.00"}},{"$f":"V_GH!BM244","v":{"v":0,"d":"0.00"}},{"$f":"V_GH!BN244","v":{"v":0,"d":"0.00"}},{"$f":"V_GH!BO244","v":{"v":0,"d":"0.00"}},{"$f":"V_GH!BP244","v":{"v":0,"d":"0.00"}},{"$f":"V_GH!BQ244","v":{"v":0,"d":"0.00"}},{"$f":"V_GH!BR244","v":{"v":0,"d":"0.00"}},{"$f":"V_GH!BS244","v":{"v":0,"d":"0.00"}}]
[null,null,"Qg","[kWh/m²]","Summe",{"v":0,"d":"0.00"},{"$f":"SUM(G154:G156)","v":{"v":0,"d":"0.00"}},{"$f":"SUM(H154:H156)","v":{"v":0,"d":"0.00"}},{"v":0,"d":"0.00"},{"v":0,"d":"0.00"},{"v":0,"d":"0.00"},{"v":0,"d":"0.00"},{"v":0,"d":"0.00"},{"v":0,"d":"0.00"},{"v":0,"d":"0.00"},{"v":0,"d":"0.00"},{"v":0,"d":"0.00"},{"v":0,"d":"0.00"}]
[]
[null,null,{"$f":"IF(Kat_2=0,\"keine Auswahl\",\"Nutzung 2: \" & TEXT(Kat_2, \"0\"))","v":"keine Auswahl"}]
[null,null,"Qi,el","[kWh/m²]","Elektrizität",{"$f":"SUM(G160:R160)","v":{"v":0,"d":"0.00"}},{"$f":"GI!$E$86*GI!$E$87*Daten!B$150/365","v":{"v":0,"d":"0.00"}},{"$f":"GI!$E$86*GI!$E$87*Daten!C$150/365","v":{"v":0,"d":"0.00"}},{"$f":"GI!$E$86*GI!$E$87*Daten!D$150/365","v":{"v":0,"d":"0.00"}},{"$f":"GI!$E$86*GI!$E$87*Daten!E$150/365","v":{"v":0,"d":"0.00"}},{"$f":"GI!$E$86*GI!$E$87*Daten!F$150/365","v":{"v":0,"d":"0.00"}},{"$f":"GI!$E$86*GI!$E$87*Daten!G$150/365","v":{"v":0,"d":"0.00"}},{"$f":"GI!$E$86*GI!$E$87*Daten!H$150/365","v":{"v":0,"d":"0.00"}},{"$f":"GI!$E$86*GI!$E$87*Daten!I$150/365","v":{"v":0,"d":"0.00"}},{"$f":"GI!$E$86*GI!$E$87*Daten!J$150/365","v":{"v":0,"d":"0.00"}},{"$f":"GI!$E$86*GI!$E$87*Daten!K$150/365","v":{"v":0,"d":"0.00"}},{"$f":"GI!$E$86*GI!$E$87*Daten!L$150/365","v":{"v":0,"d":"0.00"}},{"$f":"GI!$E$86*GI!$E$87*Daten!M$150/365","v":{"v":0,"d":"0.00"}}]
[null,null,"Qi,s","[kWh/m²]","Personen",{"v":0,"d":"0.00"},{"$f":"GI!$E$82*GI!$E$85*Daten!B$150/1000/IF(GI!$E$81=0,1,GI!$E$81)","v":{"v":0,"d":"0.00"}},{"$f":"GI!$E$82*GI!$E$85*Daten!C$150/1000/IF(GI!$E$81=0,1,GI!$E$81)","v":{"v":0,"d":"0.00"}},{"$f":"GI!$E$82*GI!$E$85*Daten!D$150/1000/IF(GI!$E$81=0,1,GI!$E$81)","v":{"v":0,"d":"0.00"}},{"$f":"GI!$E$82*GI!$E$85*Daten!E$150/1000/IF(GI!$E$81=0,1,GI!$E$81)","v":{"v":0,"d":"0.00"}},{"$f":"GI!$E$82*GI!$E$85*Daten!F$150/1000/IF(GI!$E$81=0,1,GI!$E$81)","v":{"v":0,"d":"0.00"}},{"$f":"GI!$E$82*GI!$E$85*Daten!G$150/1000/IF(GI!$E$81=0,1,GI!$E$81)","v":{"v":0,"d":"0.00"}},{"$f":"GI!$E$82*GI!$E$85*Daten!H$150/1000/IF(GI!$E$81=0,1,GI!$E$81)","v":{"v":0,"d":"0.00"}},{"$f":"GI!$E$82*GI!$E$85*Daten!I$150/1000/IF(GI!$E$81=0,1,GI!$E$81)","v":{"v":0,"d":"0.00"}},{"$f":"GI!$E$82*GI!$E$85*Daten!J$150/1000/IF(GI!$E$81=0,1,GI!$E$81)","v":{"v":0,"d":"0.00"}},{"$f":"GI!$E$82*GI!$E$85*Daten!K$150/1000/IF(GI!$E$81=0,1,GI!$E$81)","v":{"v":0,"d":"0.00"}},{"$f":"GI!$E$82*GI!$E$85*Daten!L$150/1000/IF(GI!$E$81=0,1,GI!$E$81)","v":{"v":0,"d":"0.00"}},{"$f":"GI!$E$82*GI!$E$85*Daten!M$150/1000/IF(GI!$E$81=0,1,GI!$E$81)","v":{"v":0,"d":"0.00"}}]
[null,null,"Qs","[kWh/m²]","Solare Einträge",{"v":0,"d":"0.00"},{"$f":"V_GH!BH251","v":{"v":0,"d":"0.00"}},{"$f":"V_GH!BI251","v":{"v":0,"d":"0.00"}},{"$f":"V_GH!BJ251","v":{"v":0,"d":"0.00"}},{"$f":"V_GH!BK251","v":{"v":0,"d":"0.00"}},{"$f":"V_GH!BL251","v":{"v":0,"d":"0.00"}},{"$f":"V_GH!BM251","v":{"v":0,"d":"0.00"}},{"$f":"V_GH!BN251","v":{"v":0,"d":"0.00"}},{"$f":"V_GH!BO251","v":{"v":0,"d":"0.00"}},{"$f":"V_GH!BP251","v":{"v":0,"d":"0.00"}},{"$f":"V_GH!BQ251","v":{"v":0,"d":"0.00"}},{"$f":"V_GH!BR251","v":{"v":0,"d":"0.00"}},{"$f":"V_GH!BS251","v":{"v":0,"d":"0.00"}}]
[null,null,"Qg","[kWh/m²]","Summe",{"v":0,"d":"0.00"},{"$f":"SUM(G160:G162)","v":{"v":0,"d":"0.00"}},{"$f":"SUM(H160:H162)","v":{"v":0,"d":"0.00"}},{"v":0,"d":"0.00"},{"v":0,"d":"0.00"},{"v":0,"d":"0.00"},{"v":0,"d":"0.00"},{"v":0,"d":"0.00"},{"v":0,"d":"0.00"},{"v":0,"d":"0.00"},{"v":0,"d":"0.00"},{"v":0,"d":"0.00"},{"v":0,"d":"0.00"}]
[]
[null,null,{"$f":"IF(Kat_3=0,\"keine Auswahl\",\"Nutzung 3: \" & TEXT(Kat_3, \"0\"))","v":"keine Auswahl"}]
[null,null,"Qi,el","[kWh/m²]","Elektrizität",{"$f":"SUM(G166:R166)","v":{"v":0,"d":"0.00"}},{"$f":"GI!$G$86*GI!$G$87*Daten!B$150/365","v":{"v":0,"d":"0.00"}},{"$f":"GI!$G$86*GI!$G$87*Daten!C$150/365","v":{"v":0,"d":"0.00"}},{"$f":"GI!$G$86*GI!$G$87*Daten!D$150/365","v":{"v":0,"d":"0.00"}},{"$f":"GI!$G$86*GI!$G$87*Daten!E$150/365","v":{"v":0,"d":"0.00"}},{"$f":"GI!$G$86*GI!$G$87*Daten!F$150/365","v":{"v":0,"d":"0.00"}},{"$f":"GI!$G$86*GI!$G$87*Daten!G$150/365","v":{"v":0,"d":"0.00"}},{"$f":"GI!$G$86*GI!$G$87*Daten!H$150/365","v":{"v":0,"d":"0.00"}},{"$f":"GI!$G$86*GI!$G$87*Daten!I$150/365","v":{"v":0,"d":"0.00"}},{"$f":"GI!$G$86*GI!$G$87*Daten!J$150/365","v":{"v":0,"d":"0.00"}},{"$f":"GI!$G$86*GI!$G$87*Daten!K$150/365","v":{"v":0,"d":"0.00"}},{"$f":"GI!$G$86*GI!$G$87*Daten!L$150/365","v":{"v":0,"d":"0.00"}},{"$f":"GI!$G$86*GI!$G$87*Daten!M$150/365","v":{"v":0,"d":"0.00"}}]
[null,null,"Qi,s","[kWh/m²]","Personen",{"v":0,"d":"0.00"},{"$f":"GI!$G$82*GI!$G$85*Daten!B$150/1000/IF(GI!$G$81=0,1,GI!$G$81)","v":{"v":0,"d":"0.00"}},{"$f":"GI!$G$82*GI!$G$85*Daten!C$150/1000/IF(GI!$G$81=0,1,GI!$G$81)","v":{"v":0,"d":"0.00"}},{"$f":"GI!$G$82*GI!$G$85*Daten!D$150/1000/IF(GI!$G$81=0,1,GI!$G$81)","v":{"v":0,"d":"0.00"}},{"$f":"GI!$G$82*GI!$G$85*Daten!E$150/1000/IF(GI!$G$81=0,1,GI!$G$81)","v":{"v":0,"d":"0.00"}},{"$f":"GI!$G$82*GI!$G$85*Daten!F$150/1000/IF(GI!$G$81=0,1,GI!$G$81)","v":{"v":0,"d":"0.00"}},{"$f":"GI!$G$82*GI!$G$85*Daten!G$150/1000/IF(GI!$G$81=0,1,GI!$G$81)","v":{"v":0,"d":"0.00"}},{"$f":"GI!$G$82*GI!$G$85*Daten!H$150/1000/IF(GI!$G$81=0,1,GI!$G$81)","v":{"v":0,"d":"0.00"}},{"$f":"GI!$G$82*GI!$G$85*Daten!I$150/1000/IF(GI!$G$81=0,1,GI!$G$81)","v":{"v":0,"d":"0.00"}},{"$f":"GI!$G$82*GI!$G$85*Daten!J$150/1000/IF(GI!$G$81=0,1,GI!$G$81)","v":{"v":0,"d":"0.00"}},{"$f":"GI!$G$82*GI!$G$85*Daten!K$150/1000/IF(GI!$G$81=0,1,GI!$G$81)","v":{"v":0,"d":"0.00"}},{"$f":"GI!$G$82*GI!$G$85*Daten!L$150/1000/IF(GI!$G$81=0,1,GI!$G$81)","v":{"v":0,"d":"0.00"}},{"$f":"GI!$G$82*GI!$G$85*Daten!M$150/1000/IF(GI!$G$81=0,1,GI!$G$81)","v":{"v":0,"d":"0.00"}}]
[null,null,"Qs","[kWh/m²]","Solare Einträge",{"v":0,"d":"0.00"},{"$f":"V_GH!BH258","v":{"v":0,"d":"0.00"}},{"$f":"V_GH!BI258","v":{"v":0,"d":"0.00"}},{"$f":"V_GH!BJ258","v":{"v":0,"d":"0.00"}},{"$f":"V_GH!BK258","v":{"v":0,"d":"0.00"}},{"$f":"V_GH!BL258","v":{"v":0,"d":"0.00"}},{"$f":"V_GH!BM258","v":{"v":0,"d":"0.00"}},{"$f":"V_GH!BN258","v":{"v":0,"d":"0.00"}},{"$f":"V_GH!BO258","v":{"v":0,"d":"0.00"}},{"$f":"V_GH!BP258","v":{"v":0,"d":"0.00"}},{"$f":"V_GH!BQ258","v":{"v":0,"d":"0.00"}},{"$f":"V_GH!BR258","v":{"v":0,"d":"0.00"}},{"$f":"V_GH!BS258","v":{"v":0,"d":"0.00"}}]
[null,null,"Qg","[kWh/m²]","Summe",{"v":0,"d":"0.00"},{"$f":"SUM(G166:G168)","v":{"v":0,"d":"0.00"}},{"v":0,"d":"0.00"},{"v":0,"d":"0.00"},{"v":0,"d":"0.00"},{"v":0,"d":"0.00"},{"v":0,"d":"0.00"},{"v":0,"d":"0.00"},{"v":0,"d":"0.00"},{"v":0,"d":"0.00"},{"v":0,"d":"0.00"},{"v":0,"d":"0.00"},{"v":0,"d":"0.00"}]
[]
[null,null,"gewichteter Mittelwert"]
[null,null,"Qi,el","[kWh/m²]","Elektrizität",{"$f":"SUM(G172:R172)","v":{"v":0,"d":"0.00"}},{"$f":"(G154*EBF_1B+G160*EBF_2B+G166*EBF_3B)/EBF_totB","v":{"v":0,"d":"0.00"}},{"v":0,"d":"0.00"},{"v":0,"d":"0.00"},{"v":0,"d":"0.00"},{"v":0,"d":"0.00"},{"v":0,"d":"0.00"},{"v":0,"d":"0.00"},{"v":0,"d":"0.00"},{"v":0,"d":"0.00"},{"v":0,"d":"0.00"},{"v":0,"d":"0.00"},{"v":0,"d":"0.00"}]
[null,null,"Qi,s","[kWh/m²]","Personen",{"v":0,"d":"0.00"},{"$f":"(G155*EBF_1B+G161*EBF_2B+G167*EBF_3B)/EBF_totB","v":{"v":0,"d":"0.00"}},{"v":0,"d":"0.00"},{"v":0,"d":"0.00"},{"v":0,"d":"0.00"},{"v":0,"d":"0.00"},{"v":0,"d":"0.00"},{"v":0,"d":"0.00"},{"v":0,"d":"0.00"},{"v":0,"d":"0.00"},{"v":0,"d":"0.00"},{"v":0,"d":"0.00"},{"v":0,"d":"0.00"}]
[null,null,"Qs","[kWh/m²]","Solare Einträge",{"v":0,"d":"0.00"},{"$f":"V_GH!BH265","v":{"v":0,"d":"0.00"}},{"$f":"V_GH!BI265","v":{"v":0,"d":"0.00"}},{"$f":"V_GH!BJ265","v":{"v":0,"d":"0.00"}},{"$f":"V_GH!BK265","v":{"v":0,"d":"0.00"}},{"$f":"V_GH!BL265","v":{"v":0,"d":"0.00"}},{"$f":"V_GH!BM265","v":{"v":0,"d":"0.00"}},{"$f":"V_GH!BN265","v":{"v":0,"d":"0.00"}},{"$f":"V_GH!BO265","v":{"v":0,"d":"0.00"}},{"$f":"V_GH!BP265","v":{"v":0,"d":"0.00"}},{"$f":"V_GH!BQ265","v":{"v":0,"d":"0.00"}},{"$f":"V_GH!BR265","v":{"v":0,"d":"0.00"}},{"$f":"V_GH!BS265","v":{"v":0,"d":"0.00"}}]
[null,null,"Qg","[kWh/m²]","Summe",{"$f":"SUM(G175:R175)","v":{"v":0,"d":"0.00"}},{"$f":"SUM(G172:G174)","v":{"v":0,"d":"0.00"}},{"$f":"SUM(H172:H174)","v":{"v":0,"d":"0.00"}},{"v":0,"d":"0.00"},{"v":0,"d":"0.00"},{"v":0,"d":"0.00"},{"v":0,"d":"0.00"},{"v":0,"d":"0.00"},{"v":0,"d":"0.00"},{"v":0,"d":"0.00"},{"v":0,"d":"0.00"},{"v":0,"d":"0.00"},{"v":0,"d":"0.00"}]
[]
[null,"B.4 Ausnutzungsgrad für Wärmeeinträge ηg",{"$nulls":16},"Nutzung 1","Nutzung 2","Nutzung 3"]
[null,null,"H","[W/K]","Wärmetransferkoeff.",{"$f":"SUMIF(V_GH!$L$10:$L$207,\"x\",GH!$Q$10:$Q$207)\n+SUMIF(V_GH!$AH$10:$AH$207,\"x\",M_GH!$T$11:$T$208)\n+EBF_1B*Daten!$E$76*GI!$C$90+EBF_2B*Daten!$E$76*GI!$E$90+EBF_3B*Daten!$E$76*GI!$G$90+EXP(-9)","v":{"v":1.2340980408667956E-4,"d":"0.0"}},{"$nulls":12},{"$f":"SUMIFS(GH!$Q$10:$Q$207,GH!$H$10:$H$207,GI!$C$77,V_GH!$E$10:$E$207,\"x\")\n+SUMIFS(V_GH!$AX$11:$AX$208,V_GH!$L$11:$L$208,GI!$C$77,V_GH!$AA$11:$AA$208,\"x\")\n+EBF_1B*Daten!$E$76*GI!$C$90+EXP(-9)","v":{"v":1.2340980408667956E-4,"d":"0.0"}},{"$f":"SUMIFS(GH!$Q$10:$Q$207,GH!$H$10:$H$207,GI!$E$77,V_GH!$E$10:$E$207,\"x\")\n+SUMIFS(V_GH!$AX$11:$AX$208,V_GH!$L$11:$L$208,GI!$C$77,V_GH!$AA$11:$AA$208,\"x\")\n+EBF_2B*Daten!$E$76*GI!$E$90+EXP(-9)","v":{"v":1.2340980408667956E-4,"d":"0.0"}},{"$f":"SUMIFS(GH!$Q$10:$Q$207,GH!$H$10:$H$207,GI!$G$77,V_GH!$E$10:$E$207,\"x\")\n+SUMIFS(V_GH!$AX$11:$AX$208,V_GH!$L$11:$L$208,GI!$C$77,V_GH!$AA$11:$AA$208,\"x\")\n+EBF_3B*Daten!$E$76*GI!$G$90+EXP(-9)","v":{"v":1.2340980408667956E-4,"d":"0.0"}}]
[null,null,"τ","[h]","Zeitkonstante Gebäude",{"$f":"(IF(Bauweise_1=\"\",0,_xlfn.XLOOKUP(Bauweise_1,Daten!$A$18:$A$21,Daten!$B$18:$B$21))*EBF_1B\n+IF(Bauweise_2=\"\",0,_xlfn.XLOOKUP(Bauweise_2,Daten!$A$18:$A$21,Daten!$B$18:$B$21))*EBF_2B\n+IF(Bauweise_2=\"\",0,_xlfn.XLOOKUP(Bauweise_2,Daten!$A$18:$A$21,Daten!$B$18:$B$21))*EBF_3B)*1000/F178","v":{"v":0,"d":"0.0"}},{"$nulls":12},{"$f":"IF(Bauweise_1=\"\",0,_xlfn.XLOOKUP(Bauweise_1,Daten!$A$18:$A$21,Daten!$B$18:$B$21)*EBF_1B*1000/S178)","v":{"v":0,"d":"0.0"}},{"$f":"IF(Bauweise_2=\"\",0,_xlfn.XLOOKUP(Bauweise_2,Daten!$A$18:$A$21,Daten!$B$18:$B$21)*EBF_2B*1000/T178)","v":{"v":0,"d":"0.0"}},{"$f":"IF(Bauweise_3=\"\",0,_xlfn.XLOOKUP(Bauweise_3,Daten!$A$18:$A$21,Daten!$B$18:$B$21)*EBF_3B*1000/U178)","v":{"v":0,"d":"0.0"}}]
[null,null,"a","[-]","Par. Ausnutzungsgrad",{"$f":"IF(GI!$C$94+GI!$E$94+GI!$G$94=0,0,(GI!$C$95*EBF_1B+GI!$E$95*EBF_2B+GI!$G$95*EBF_3B)/EBF_totB+F179/((GI!$C$94*EBF_1B+GI!$E$94*EBF_2B+GI!$G$94*EBF_3B)/EBF_totB))","v":{"v":0,"d":"0.0"}},{"$nulls":12},{"$f":"IF(GI!$C$94=0,0,\nGI!$C$95+S179/GI!$C$94)","v":{"v":0,"d":"0.0"}},{"$f":"IF(GI!$E$94=0,0,\nGI!$E$95+T179/GI!$E$94)","v":{"v":0,"d":"0.0"}},{"$f":"IF(GI!$G$94=0,0,\nGI!$G$95+U179/GI!$G$94)","v":{"v":0,"d":"0.0"}}]
[null,null,"γ","[-]","Wärmeeintrag/-verlust",{"$f":"IF(F144+F150=0,0,F175/(F144+F150))","v":{"v":0,"d":"0.00"}},{"$nulls":12},{"$f":"IF(F123+F147=0,0,F157/(F123+F147))","v":{"v":0,"d":"0.00"}},{"$f":"IF(F130+F148=0,0,F163/(F130+F148))","v":{"v":0,"d":"0.00"}},{"$f":"IF(F137+F149=0,0,F169/(F137+F149))","v":{"v":0,"d":"0.00"}}]
[null,null,"ηg","[-]","Ausnutzungsgrad",{"$f":"IF(F144+F150<=0,0,IF(F181=1,F180/(F180+1),(1-F181^F180)/(1-F181^(F180+1))))","v":{"v":0,"d":"0.00%"}},{"$nulls":12},{"$f":"IF(F123+F147<=0,0,IF(S181=1,S180/(S180+1),(1-S181^S180)/(1-S181^(S180+1))))","v":{"v":0,"d":"0.00%"}},{"$f":"IF(F130+F148<=0,0,IF(T181=1,T180/(T180+1),(1-T181^T180)/(1-T181^(T180+1))))","v":{"v":0,"d":"0.00%"}},{"$f":"IF(F137+F149<=0,0,IF(U181=1,U180/(U180+1),(1-U181^U180)/(1-U181^(U180+1))))","v":{"v":0,"d":"0.00%"}}]
[]
[null,"B.5 Heizwärmebedarf QH",{"$nulls":3},"Total","Jan","Feb","Mär","Apr","Mai","Jun","Jul","Aug","Sep","Okt","Nov","Dez"]
[null,null,{"$f":"IF(Kat_1=0,\"keine Auswahl\",\"Nutzung 1: \" & TEXT(Kat_1, \"0\"))","v":"keine Auswahl"}]
[null,null,"Qtot","[kWh/m²]","Gesamtwärmeverlust",null,{"$f":"G123+G147","v":{"v":0,"d":"0.00"}},{"$f":"H123+H147","v":{"v":0,"d":"0.00"}},{"v":0,"d":"0.00"},{"v":0,"d":"0.00"},{"v":0,"d":"0.00"},{"v":0,"d":"0.00"},{"v":0,"d":"0.00"},{"v":0,"d":"0.00"},{"v":0,"d":"0.00"},{"v":0,"d":"0.00"},{"v":0,"d":"0.00"},{"v":0,"d":"0.00"}]
[null,null,"Qug","[kWh/m²]","genutzte Wärmeeinträge",null,{"$f":"G157*$S$182","v":{"v":0,"d":"0.00"}},{"$f":"H157*$S$182","v":{"v":0,"d":"0.00"}},{"v":0,"d":"0.00"},{"v":0,"d":"0.00"},{"v":0,"d":"0.00"},{"v":0,"d":"0.00"},{"v":0,"d":"0.00"},{"v":0,"d":"0.00"},{"v":0,"d":"0.00"},{"v":0,"d":"0.00"},{"v":0,"d":"0.00"},{"v":0,"d":"0.00"},"Absolut kWh/a","Anteil %","Beitrag","Beitrag 3kModell","Absolut 3kModell"]
[null,null,"QH","[kWh/m²]","Heizwärmebedarf",{"$f":"SUM(G188:R188)","v":{"v":0,"d":"0.00"}},{"$f":"IF(G186-G187<=0,0,G186-G187)","v":{"v":0,"d":"0.00"}},{"$f":"IF(H186-H187<=0,0,H186-H187)","v":{"v":0,"d":"0.00"}},{"v":0,"d":"0.00"},{"v":0,"d":"0.00"},{"v":0,"d":"0.00"},{"v":0,"d":"0.00"},{"v":0,"d":"0.00"},{"v":0,"d":"0.00"},{"v":0,"d":"0.00"},{"v":0,"d":"0.00"},{"v":0,"d":"0.00"},{"v":0,"d":"0.00"},{"$f":"F188*EBF_1B","v":0},{"$f":"S188/$S$200","v":{"$error":"#DIV/0!"}},{"$f":"F188*T188","v":{"$error":"#DIV/0!"}},{"$f":"U203*T188","v":{"$error":"#DIV/0!"}},{"$f":"S203*T188","v":{"$error":"#DIV/0!"}}]
[{"$nulls":18},{"$f":"F189*EBF_1","v":0},{"$f":"S189/$S$91","v":{"$error":"#DIV/0!"}},{"$f":"F189*T189","v":{"$error":"#DIV/0!"}},{"$f":"$U$92*T189","v":{"$error":"#DIV/0!"}},{"$f":"$S$92*T189","v":{"$error":"#DIV/0!"}}]
[null,null,{"$f":"IF(Kat_2=0,\"keine Auswahl\",\"Nutzung 2: \" & TEXT(Kat_2, \"0\"))","v":"keine Auswahl"}]
[null,null,"Qtot","[kWh/m²]","Gesamtwärmeverlust",null,{"$f":"G130+G148","v":{"v":0,"d":"0.00"}},{"$f":"H130+H148","v":{"v":0,"d":"0.00"}},{"v":0,"d":"0.00"},{"v":0,"d":"0.00"},{"v":0,"d":"0.00"},{"v":0,"d":"0.00"},{"v":0,"d":"0.00"},{"v":0,"d":"0.00"},{"v":0,"d":"0.00"},{"v":0,"d":"0.00"},{"v":0,"d":"0.00"},{"v":0,"d":"0.00"}]
[null,null,"Qug","[kWh/m²]","genutzte Wärmeeinträge",null,{"$f":"G163*$T$182","v":{"v":0,"d":"0.00"}},{"$f":"H163*$T$182","v":{"v":0,"d":"0.00"}},{"v":0,"d":"0.00"},{"v":0,"d":"0.00"},{"v":0,"d":"0.00"},{"v":0,"d":"0.00"},{"v":0,"d":"0.00"},{"v":0,"d":"0.00"},{"v":0,"d":"0.00"},{"v":0,"d":"0.00"},{"v":0,"d":"0.00"},{"v":0,"d":"0.00"}]
[null,null,"QH","[kWh/m²]","Heizwärmebedarf",{"$f":"SUM(G193:R193)","v":{"v":0,"d":"0.00"}},{"$f":"IF(G191-G192<=0,0,G191-G192)","v":{"v":0,"d":"0.00"}},{"$f":"IF(H191-H192<=0,0,H191-H192)","v":{"v":0,"d":"0.00"}},{"v":0,"d":"0.00"},{"v":0,"d":"0.00"},{"v":0,"d":"0.00"},{"v":0,"d":"0.00"},{"v":0,"d":"0.00"},{"v":0,"d":"0.00"},{"v":0,"d":"0.00"},{"v":0,"d":"0.00"},{"v":0,"d":"0.00"},{"v":0,"d":"0.00"},{"$f":"F193*EBF_2B","v":0},{"$f":"S193/$S$200","v":{"$error":"#DIV/0!"}},{"$f":"F193*T193","v":{"$error":"#DIV/0!"}},{"$f":"U203*T193","v":{"$error":"#DIV/0!"}},{"$f":"S203*T193","v":{"$error":"#DIV/0!"}}]
[{"$nulls":18},{"$f":"F194*EBF_1","v":0},{"$f":"S194/$S$91","v":{"$error":"#DIV/0!"}},{"$error":"#DIV/0!"},{"$f":"$U$92*T194","v":{"$error":"#DIV/0!"}},{"$f":"$S$92*T194","v":{"$error":"#DIV/0!"}}]
[null,null,{"$f":"IF(Kat_3=0,\"keine Auswahl\",\"Nutzung 3: \" & TEXT(Kat_3, \"0\"))","v":"keine Auswahl"}]
[null,null,"Qtot","[kWh/m²]","Gesamtwärmeverlust",null,{"$f":"G137+G149","v":{"v":0,"d":"0.00"}},{"$f":"H137+H149","v":{"v":0,"d":"0.00"}},{"v":0,"d":"0.00"},{"v":0,"d":"0.00"},{"v":0,"d":"0.00"},{"v":0,"d":"0.00"},{"v":0,"d":"0.00"},{"v":0,"d":"0.00"},{"v":0,"d":"0.00"},{"v":0,"d":"0.00"},{"v":0,"d":"0.00"},{"v":0,"d":"0.00"}]
[null,null,"Qug","[kWh/m²]","genutzte Wärmeeinträge",null,{"$f":"G169*$U$182","v":{"v":0,"d":"0.00"}},{"$f":"H169*$U$182","v":{"v":0,"d":"0.00"}},{"v":0,"d":"0.00"},{"v":0,"d":"0.00"},{"v":0,"d":"0.00"},{"v":0,"d":"0.00"},{"v":0,"d":"0.00"},{"v":0,"d":"0.00"},{"v":0,"d":"0.00"},{"v":0,"d":"0.00"},{"v":0,"d":"0.00"},{"v":0,"d":"0.00"}]
[null,null,"QH","[kWh/m²]","Heizwärmebedarf",{"$f":"SUM(G198:R198)","v":{"v":0,"d":"0.00"}},{"$f":"IF(G196-G197<=0,0,G196-G197)","v":{"v":0,"d":"0.00"}},{"$f":"IF(H196-H197<=0,0,H196-H197)","v":{"v":0,"d":"0.00"}},{"v":0,"d":"0.00"},{"v":0,"d":"0.00"},{"v":0,"d":"0.00"},{"v":0,"d":"0.00"},{"v":0,"d":"0.00"},{"v":0,"d":"0.00"},{"v":0,"d":"0.00"},{"v":0,"d":"0.00"},{"v":0,"d":"0.00"},{"v":0,"d":"0.00"},{"$f":"F198*EBF_3B","v":0},{"$f":"S198/$S$200","v":{"$error":"#DIV/0!"}},{"$f":"F198*T198","v":{"$error":"#DIV/0!"}},{"$f":"U203*T198","v":{"$error":"#DIV/0!"}},{"$f":"S203*T198","v":{"$error":"#DIV/0!"}}]
[]
[null,null,"gewichteter Mittelwert",{"$nulls":15},{"$f":"S188+S193+S198","v":0},{"$f":"T188+T193+T198","v":{"$error":"#DIV/0!"}},{"$error":"#DIV/0!"},{"$f":"SUM(V188:V198)","v":{"$error":"#DIV/0!"}},{"$f":"SUM(W188:W198)","v":{"$error":"#DIV/0!"}}]
[null,null,"Qtot","[kWh/m²]","Gesamtwärmeverlust",null,{"$f":"G144+G150","v":{"v":0,"d":"0.00"}},{"$f":"H144+H150","v":{"v":0,"d":"0.00"}},{"v":0,"d":"0.00"},{"v":0,"d":"0.00"},{"v":0,"d":"0.00"},{"v":0,"d":"0.00"},{"v":0,"d":"0.00"},{"v":0,"d":"0.00"},{"v":0,"d":"0.00"},{"v":0,"d":"0.00"},{"v":0,"d":"0.00"},{"v":0,"d":"0.00"},null,"Abweichung 3kat Modell",{"$f":"U200/U203-1","v":{"$error":"#DIV/0!"}}]
[null,null,"Qug","[kWh/m²]","genutzte Wärmeeinträge",null,{"$f":"G175*$F$73","v":{"v":0,"d":"0.00"}},{"$f":"H175*$F$73","v":{"v":0,"d":"0.00"}},{"v":0,"d":"0.00"},{"v":0,"d":"0.00"},{"v":0,"d":"0.00"},{"v":0,"d":"0.00"},{"v":0,"d":"0.00"},{"v":0,"d":"0.00"},{"v":0,"d":"0.00"},{"v":0,"d":"0.00"},{"v":0,"d":"0.00"},{"v":0,"d":"0.00"}]
[null,null,"QH","[kWh/m²]","Heizwärmebedarf",{"$f":"SUM(G203:R203)","v":{"v":0,"d":"0.00"}},{"$f":"IF(G201-G202<=0,0,G201-G202)","v":{"v":0,"d":"0.00"}},{"$f":"IF(H201-H202<=0,0,H201-H202)","v":{"v":0,"d":"0.00"}},{"v":0,"d":"0.00"},{"v":0,"d":"0.00"},{"v":0,"d":"0.00"},{"v":0,"d":"0.00"},{"v":0,"d":"0.00"},{"v":0,"d":"0.00"},{"v":0,"d":"0.00"},{"v":0,"d":"0.00"},{"v":0,"d":"0.00"},{"v":0,"d":"0.00"},{"$f":"F203*EBF_totB","v":0},null,{"$f":"F203","v":{"v":0,"d":"0.00"}}]
{"$rows_empty":20}
[null,"Variante C",{"$nulls":22},"Kommentare:"]
[]
[null,"C.1 Transmissionswärmeverluste QT"]
[null,null,{"$f":"IF(Kat_1=0,\"keine Auswahl\",\"Nutzung 1: \" & TEXT(Kat_1, \"0\"))","v":"keine Auswahl"}]
[null,null,"QTA","[kWh/m²]","gg. aussen",{"$f":"SUM(G228:R228)","v":{"v":0,"d":"0.00"}},{"$f":"V_GH!AU274","v":{"v":0,"d":"0.00"}},{"$f":"V_GH!AV274","v":{"v":0,"d":"0.00"}},{"$f":"V_GH!AW274","v":{"v":0,"d":"0.00"}},{"$f":"V_GH!AX274","v":{"v":0,"d":"0.00"}},{"$f":"V_GH!AY274","v":{"v":0,"d":"0.00"}},{"$f":"V_GH!AZ274","v":{"v":0,"d":"0.00"}},{"$f":"V_GH!BA274","v":{"v":0,"d":"0.00"}},{"$f":"V_GH!BB274","v":{"v":0,"d":"0.00"}},{"$f":"V_GH!BC274","v":{"v":0,"d":"0.00"}},{"$f":"V_GH!BD274","v":{"v":0,"d":"0.00"}},{"$f":"V_GH!BE274","v":{"v":0,"d":"0.00"}},{"$f":"V_GH!BF274","v":{"v":0,"d":"0.00"}}]
[null,null,"QTuE","[kWh/m²]","gg. unbeheizt / Erde",{"$f":"SUM(G229:R229)","v":{"v":0,"d":"0.00"}},{"$f":"V_GH!AU275","v":{"v":0,"d":"0.00"}},{"$f":"V_GH!AV275","v":{"v":0,"d":"0.00"}},{"$f":"V_GH!AW275","v":{"v":0,"d":"0.00"}},{"$f":"V_GH!AX275","v":{"v":0,"d":"0.00"}},{"$f":"V_GH!AY275","v":{"v":0,"d":"0.00"}},{"$f":"V_GH!AZ275","v":{"v":0,"d":"0.00"}},{"$f":"V_GH!BA275","v":{"v":0,"d":"0.00"}},{"$f":"V_GH!BB275","v":{"v":0,"d":"0.00"}},{"$f":"V_GH!BC275","v":{"v":0,"d":"0.00"}},{"$f":"V_GH!BD275","v":{"v":0,"d":"0.00"}},{"$f":"V_GH!BE275","v":{"v":0,"d":"0.00"}},{"$f":"V_GH!BF275","v":{"v":0,"d":"0.00"}}]
[null,null,"Qlp","[kWh/m²]","Wärmebrücken",{"v":0,"d":"0.00"},{"$f":"V_GH!AU276","v":{"v":0,"d":"0.00"}},{"$f":"V_GH!AV276","v":{"v":0,"d":"0.00"}},{"$f":"V_GH!AW276","v":{"v":0,"d":"0.00"}},{"$f":"V_GH!AX276","v":{"v":0,"d":"0.00"}},{"$f":"V_GH!AY276","v":{"v":0,"d":"0.00"}},{"$f":"V_GH!AZ276","v":{"v":0,"d":"0.00"}},{"$f":"V_GH!BA276","v":{"v":0,"d":"0.00"}},{"$f":"V_GH!BB276","v":{"v":0,"d":"0.00"}},{"$f":"V_GH!BC276","v":{"v":0,"d":"0.00"}},{"$f":"V_GH!BD276","v":{"v":0,"d":"0.00"}},{"$f":"V_GH!BE276","v":{"v":0,"d":"0.00"}},{"$f":"V_GH!BF276","v":{"v":0,"d":"0.00"}}]
[null,null,"QTn","[kWh/m²]","gg. beheizt",{"v":0,"d":"0.00"},{"$f":"V_GH!AU277","v":{"v":0,"d":"0.00"}},{"$f":"V_GH!AV277","v":{"v":0,"d":"0.00"}},{"$f":"V_GH!AW277","v":{"v":0,"d":"0.00"}},{"$f":"V_GH!AX277","v":{"v":0,"d":"0.00"}},{"$f":"V_GH!AY277","v":{"v":0,"d":"0.00"}},{"$f":"V_GH!AZ277","v":{"v":0,"d":"0.00"}},{"$f":"V_GH!BA277","v":{"v":0,"d":"0.00"}},{"$f":"V_GH!BB277","v":{"v":0,"d":"0.00"}},{"$f":"V_GH!BC277","v":{"v":0,"d":"0.00"}},{"$f":"V_GH!BD277","v":{"v":0,"d":"0.00"}},{"$f":"V_GH!BE277","v":{"v":0,"d":"0.00"}},{"$f":"V_GH!BF277","v":{"v":0,"d":"0.00"}}]
[null,null,"QT","[kWh/m²]","Summe",{"v":0,"d":"0.00"},{"$f":"V_GH!AU278","v":{"v":0,"d":"0.00"}},{"$f":"V_GH!AV278","v":{"v":0,"d":"0.00"}},{"$f":"V_GH!AW278","v":{"v":0,"d":"0.00"}},{"$f":"V_GH!AX278","v":{"v":0,"d":"0.00"}},{"$f":"V_GH!AY278","v":{"v":0,"d":"0.00"}},{"$f":"V_GH!AZ278","v":{"v":0,"d":"0.00"}},{"$f":"V_GH!BA278","v":{"v":0,"d":"0.00"}},{"$f":"V_GH!BB278","v":{"v":0,"d":"0.00"}},{"$f":"V_GH!BC278","v":{"v":0,"d":"0.00"}},{"$f":"V_GH!BD278","v":{"v":0,"d":"0.00"}},{"$f":"V_GH!BE278","v":{"v":0,"d":"0.00"}},{"$f":"V_GH!BF278","v":{"v":0,"d":"0.00"}}]
[]
[null,null,{"$f":"IF(Kat_2=0,\"keine Auswahl\",\"Nutzung 2: \" & TEXT(Kat_2, \"0\"))","v":"keine Auswahl"}]
[null,null,"QTA","[kWh/m²]","gg. aussen",{"$f":"SUM(G235:R235)","v":{"v":0,"d":"0.00"}},{"$f":"V_GH!AU281","v":{"v":0,"d":"0.00"}},{"$f":"V_GH!AV281","v":{"v":0,"d":"0.00"}},{"$f":"V_GH!AW281","v":{"v":0,"d":"0.00"}},{"$f":"V_GH!AX281","v":{"v":0,"d":"0.00"}},{"$f":"V_GH!AY281","v":{"v":0,"d":"0.00"}},{"$f":"V_GH!AZ281","v":{"v":0,"d":"0.00"}},{"$f":"V_GH!BA281","v":{"v":0,"d":"0.00"}},{"$f":"V_GH!BB281","v":{"v":0,"d":"0.00"}},{"$f":"V_GH!BC281","v":{"v":0,"d":"0.00"}},{"$f":"V_GH!BD281","v":{"v":0,"d":"0.00"}},{"$f":"V_GH!BE281","v":{"v":0,"d":"0.00"}},{"$f":"V_GH!BF281","v":{"v":0,"d":"0.00"}}]
[null,null,"QTuE","[kWh/m²]","gg. unbeheizt / Erde",{"v":0,"d":"0.00"},{"$f":"V_GH!AU282","v":{"v":0,"d":"0.00"}},{"$f":"V_GH!AV282","v":{"v":0,"d":"0.00"}},{"$f":"V_GH!AW282","v":{"v":0,"d":"0.00"}},{"$f":"V_GH!AX282","v":{"v":0,"d":"0.00"}},{"$f":"V_GH!AY282","v":{"v":0,"d":"0.00"}},{"$f":"V_GH!AZ282","v":{"v":0,"d":"0.00"}},{"$f":"V_GH!BA282","v":{"v":0,"d":"0.00"}},{"$f":"V_GH!BB282","v":{"v":0,"d":"0.00"}},{"$f":"V_GH!BC282","v":{"v":0,"d":"0.00"}},{"$f":"V_GH!BD282","v":{"v":0,"d":"0.00"}},{"$f":"V_GH!BE282","v":{"v":0,"d":"0.00"}},{"$f":"V_GH!BF282","v":{"v":0,"d":"0.00"}}]
[null,null,"Qlp","[kWh/m²]","Wärmebrücken",{"v":0,"d":"0.00"},{"$f":"V_GH!AU283","v":{"v":0,"d":"0.00"}},{"$f":"V_GH!AV283","v":{"v":0,"d":"0.00"}},{"$f":"V_GH!AW283","v":{"v":0,"d":"0.00"}},{"$f":"V_GH!AX283","v":{"v":0,"d":"0.00"}},{"$f":"V_GH!AY283","v":{"v":0,"d":"0.00"}},{"$f":"V_GH!AZ283","v":{"v":0,"d":"0.00"}},{"$f":"V_GH!BA283","v":{"v":0,"d":"0.00"}},{"$f":"V_GH!BB283","v":{"v":0,"d":"0.00"}},{"$f":"V_GH!BC283","v":{"v":0,"d":"0.00"}},{"$f":"V_GH!BD283","v":{"v":0,"d":"0.00"}},{"$f":"V_GH!BE283","v":{"v":0,"d":"0.00"}},{"$f":"V_GH!BF283","v":{"v":0,"d":"0.00"}}]
[null,null,"QTn","[kWh/m²]","gg. beheizt",{"v":0,"d":"0.00"},{"$f":"V_GH!AU284","v":{"v":0,"d":"0.00"}},{"$f":"V_GH!AV284","v":{"v":0,"d":"0.00"}},{"$f":"V_GH!AW284","v":{"v":0,"d":"0.00"}},{"$f":"V_GH!AX284","v":{"v":0,"d":"0.00"}},{"$f":"V_GH!AY284","v":{"v":0,"d":"0.00"}},{"$f":"V_GH!AZ284","v":{"v":0,"d":"0.00"}},{"$f":"V_GH!BA284","v":{"v":0,"d":"0.00"}},{"$f":"V_GH!BB284","v":{"v":0,"d":"0.00"}},{"$f":"V_GH!BC284","v":{"v":0,"d":"0.00"}},{"$f":"V_GH!BD284","v":{"v":0,"d":"0.00"}},{"$f":"V_GH!BE284","v":{"v":0,"d":"0.00"}},{"$f":"V_GH!BF284","v":{"v":0,"d":"0.00"}}]
[null,null,"QT","[kWh/m²]","Summe",{"v":0,"d":"0.00"},{"$f":"V_GH!AU285","v":{"v":0,"d":"0.00"}},{"$f":"V_GH!AV285","v":{"v":0,"d":"0.00"}},{"$f":"V_GH!AW285","v":{"v":0,"d":"0.00"}},{"$f":"V_GH!AX285","v":{"v":0,"d":"0.00"}},{"$f":"V_GH!AY285","v":{"v":0,"d":"0.00"}},{"$f":"V_GH!AZ285","v":{"v":0,"d":"0.00"}},{"$f":"V_GH!BA285","v":{"v":0,"d":"0.00"}},{"$f":"V_GH!BB285","v":{"v":0,"d":"0.00"}},{"$f":"V_GH!BC285","v":{"v":0,"d":"0.00"}},{"$f":"V_GH!BD285","v":{"v":0,"d":"0.00"}},{"$f":"V_GH!BE285","v":{"v":0,"d":"0.00"}},{"$f":"V_GH!BF285","v":{"v":0,"d":"0.00"}}]
[]
[null,null,{"$f":"IF(Kat_3=0,\"keine Auswahl\",\"Nutzung 3: \" & TEXT(Kat_3, \"0\"))","v":"keine Auswahl"}]
[null,null,"QTA","[kWh/m²]","gg. aussen",{"$f":"SUM(G242:R242)","v":{"v":0,"d":"0.00"}},{"$f":"V_GH!AU288","v":{"v":0,"d":"0.00"}},{"$f":"V_GH!AV288","v":{"v":0,"d":"0.00"}},{"$f":"V_GH!AW288","v":{"v":0,"d":"0.00"}},{"$f":"V_GH!AX288","v":{"v":0,"d":"0.00"}},{"$f":"V_GH!AY288","v":{"v":0,"d":"0.00"}},{"$f":"V_GH!AZ288","v":{"v":0,"d":"0.00"}},{"$f":"V_GH!BA288","v":{"v":0,"d":"0.00"}},{"$f":"V_GH!BB288","v":{"v":0,"d":"0.00"}},{"$f":"V_GH!BC288","v":{"v":0,"d":"0.00"}},{"$f":"V_GH!BD288","v":{"v":0,"d":"0.00"}},{"$f":"V_GH!BE288","v":{"v":0,"d":"0.00"}},{"$f":"V_GH!BF288","v":{"v":0,"d":"0.00"}}]
[null,null,"QTuE","[kWh/m²]","gg. unbeheizt / Erde",{"v":0,"d":"0.00"},{"$f":"V_GH!AU289","v":{"v":0,"d":"0.00"}},{"$f":"V_GH!AV289","v":{"v":0,"d":"0.00"}},{"$f":"V_GH!AW289","v":{"v":0,"d":"0.00"}},{"$f":"V_GH!AX289","v":{"v":0,"d":"0.00"}},{"$f":"V_GH!AY289","v":{"v":0,"d":"0.00"}},{"$f":"V_GH!AZ289","v":{"v":0,"d":"0.00"}},{"$f":"V_GH!BA289","v":{"v":0,"d":"0.00"}},{"$f":"V_GH!BB289","v":{"v":0,"d":"0.00"}},{"$f":"V_GH!BC289","v":{"v":0,"d":"0.00"}},{"$f":"V_GH!BD289","v":{"v":0,"d":"0.00"}},{"$f":"V_GH!BE289","v":{"v":0,"d":"0.00"}},{"$f":"V_GH!BF289","v":{"v":0,"d":"0.00"}}]
[null,null,"Qlp","[kWh/m²]","Wärmebrücken",{"v":0,"d":"0.00"},{"$f":"V_GH!AU290","v":{"v":0,"d":"0.00"}},{"$f":"V_GH!AV290","v":{"v":0,"d":"0.00"}},{"$f":"V_GH!AW290","v":{"v":0,"d":"0.00"}},{"$f":"V_GH!AX290","v":{"v":0,"d":"0.00"}},{"$f":"V_GH!AY290","v":{"v":0,"d":"0.00"}},{"$f":"V_GH!AZ290","v":{"v":0,"d":"0.00"}},{"$f":"V_GH!BA290","v":{"v":0,"d":"0.00"}},{"$f":"V_GH!BB290","v":{"v":0,"d":"0.00"}},{"$f":"V_GH!BC290","v":{"v":0,"d":"0.00"}},{"$f":"V_GH!BD290","v":{"v":0,"d":"0.00"}},{"$f":"V_GH!BE290","v":{"v":0,"d":"0.00"}},{"$f":"V_GH!BF290","v":{"v":0,"d":"0.00"}}]
[null,null,"QTn","[kWh/m²]","gg. beheizt",{"v":0,"d":"0.00"},{"$f":"V_GH!AU291","v":{"v":0,"d":"0.00"}},{"$f":"V_GH!AV291","v":{"v":0,"d":"0.00"}},{"$f":"V_GH!AW291","v":{"v":0,"d":"0.00"}},{"$f":"V_GH!AX291","v":{"v":0,"d":"0.00"}},{"$f":"V_GH!AY291","v":{"v":0,"d":"0.00"}},{"$f":"V_GH!AZ291","v":{"v":0,"d":"0.00"}},{"$f":"V_GH!BA291","v":{"v":0,"d":"0.00"}},{"$f":"V_GH!BB291","v":{"v":0,"d":"0.00"}},{"$f":"V_GH!BC291","v":{"v":0,"d":"0.00"}},{"$f":"V_GH!BD291","v":{"v":0,"d":"0.00"}},{"$f":"V_GH!BE291","v":{"v":0,"d":"0.00"}},{"$f":"V_GH!BF291","v":{"v":0,"d":"0.00"}}]
[null,null,"QT","[kWh/m²]","Summe",{"v":0,"d":"0.00"},{"$f":"V_GH!AU292","v":{"v":0,"d":"0.00"}},{"$f":"V_GH!AV292","v":{"v":0,"d":"0.00"}},{"$f":"V_GH!AW292","v":{"v":0,"d":"0.00"}},{"$f":"V_GH!AX292","v":{"v":0,"d":"0.00"}},{"$f":"V_GH!AY292","v":{"v":0,"d":"0.00"}},{"$f":"V_GH!AZ292","v":{"v":0,"d":"0.00"}},{"$f":"V_GH!BA292","v":{"v":0,"d":"0.00"}},{"$f":"V_GH!BB292","v":{"v":0,"d":"0.00"}},{"$f":"V_GH!BC292","v":{"v":0,"d":"0.00"}},{"$f":"V_GH!BD292","v":{"v":0,"d":"0.00"}},{"$f":"V_GH!BE292","v":{"v":0,"d":"0.00"}},{"$f":"V_GH!BF292","v":{"v":0,"d":"0.00"}}]
[]
[null,null,"gewichteter Mittelwert"]
[null,null,"QTA","[kWh/m²]","gg. aussen",{"$f":"SUM(G249:R249)","v":{"v":0,"d":"0.00"}},{"$f":"V_GH!AU295","v":{"v":0,"d":"0.00"}},{"$f":"V_GH!AV295","v":{"v":0,"d":"0.00"}},{"$f":"V_GH!AW295","v":{"v":0,"d":"0.00"}},{"$f":"V_GH!AX295","v":{"v":0,"d":"0.00"}},{"$f":"V_GH!AY295","v":{"v":0,"d":"0.00"}},{"$f":"V_GH!AZ295","v":{"v":0,"d":"0.00"}},{"$f":"V_GH!BA295","v":{"v":0,"d":"0.00"}},{"$f":"V_GH!BB295","v":{"v":0,"d":"0.00"}},{"$f":"V_GH!BC295","v":{"v":0,"d":"0.00"}},{"$f":"V_GH!BD295","v":{"v":0,"d":"0.00"}},{"$f":"V_GH!BE295","v":{"v":0,"d":"0.00"}},{"$f":"V_GH!BF295","v":{"v":0,"d":"0.00"}}]
[null,null,"QTuE","[kWh/m²]","gg. unbeheizt / Erde",{"$f":"SUM(G250:R250)","v":{"v":0,"d":"0.00"}},{"$f":"V_GH!AU296","v":{"v":0,"d":"0.00"}},{"$f":"V_GH!AV296","v":{"v":0,"d":"0.00"}},{"$f":"V_GH!AW296","v":{"v":0,"d":"0.00"}},{"$f":"V_GH!AX296","v":{"v":0,"d":"0.00"}},{"$f":"V_GH!AY296","v":{"v":0,"d":"0.00"}},{"$f":"V_GH!AZ296","v":{"v":0,"d":"0.00"}},{"$f":"V_GH!BA296","v":{"v":0,"d":"0.00"}},{"$f":"V_GH!BB296","v":{"v":0,"d":"0.00"}},{"$f":"V_GH!BC296","v":{"v":0,"d":"0.00"}},{"$f":"V_GH!BD296","v":{"v":0,"d":"0.00"}},{"$f":"V_GH!BE296","v":{"v":0,"d":"0.00"}},{"$f":"V_GH!BF296","v":{"v":0,"d":"0.00"}}]
[null,null,"Qlp","[kWh/m²]","Wärmebrücken",{"v":0,"d":"0.00"},{"$f":"V_GH!AU297","v":{"v":0,"d":"0.00"}},{"$f":"V_GH!AV297","v":{"v":0,"d":"0.00"}},{"$f":"V_GH!AW297","v":{"v":0,"d":"0.00"}},{"$f":"V_GH!AX297","v":{"v":0,"d":"0.00"}},{"$f":"V_GH!AY297","v":{"v":0,"d":"0.00"}},{"$f":"V_GH!AZ297","v":{"v":0,"d":"0.00"}},{"$f":"V_GH!BA297","v":{"v":0,"d":"0.00"}},{"$f":"V_GH!BB297","v":{"v":0,"d":"0.00"}},{"$f":"V_GH!BC297","v":{"v":0,"d":"0.00"}},{"$f":"V_GH!BD297","v":{"v":0,"d":"0.00"}},{"$f":"V_GH!BE297","v":{"v":0,"d":"0.00"}},{"$f":"V_GH!BF297","v":{"v":0,"d":"0.00"}}]
[null,null,"QTn","[kWh/m²]","gg. beheizt",{"v":0,"d":"0.00"},{"$f":"V_GH!AU298","v":{"v":0,"d":"0.00"}},{"$f":"V_GH!AV298","v":{"v":0,"d":"0.00"}},{"$f":"V_GH!AW298","v":{"v":0,"d":"0.00"}},{"$f":"V_GH!AX298","v":{"v":0,"d":"0.00"}},{"$f":"V_GH!AY298","v":{"v":0,"d":"0.00"}},{"$f":"V_GH!AZ298","v":{"v":0,"d":"0.00"}},{"$f":"V_GH!BA298","v":{"v":0,"d":"0.00"}},{"$f":"V_GH!BB298","v":{"v":0,"d":"0.00"}},{"$f":"V_GH!BC298","v":{"v":0,"d":"0.00"}},{"$f":"V_GH!BD298","v":{"v":0,"d":"0.00"}},{"$f":"V_GH!BE298","v":{"v":0,"d":"0.00"}},{"$f":"V_GH!BF298","v":{"v":0,"d":"0.00"}}]
[null,null,"QT","[kWh/m²]","Summe",{"v":0,"d":"0.00"},{"$f":"V_GH!AU299","v":{"v":0,"d":"0.00"}},{"$f":"V_GH!AV299","v":{"v":0,"d":"0.00"}},{"$f":"V_GH!AW299","v":{"v":0,"d":"0.00"}},{"$f":"V_GH!AX299","v":{"v":0,"d":"0.00"}},{"$f":"V_GH!AY299","v":{"v":0,"d":"0.00"}},{"$f":"V_GH!AZ299","v":{"v":0,"d":"0.00"}},{"$f":"V_GH!BA299","v":{"v":0,"d":"0.00"}},{"$f":"V_GH!BB299","v":{"v":0,"d":"0.00"}},{"$f":"V_GH!BC299","v":{"v":0,"d":"0.00"}},{"$f":"V_GH!BD299","v":{"v":0,"d":"0.00"}},{"$f":"V_GH!BE299","v":{"v":0,"d":"0.00"}},{"$f":"V_GH!BF299","v":{"v":0,"d":"0.00"}}]
[]
[null,"C.2 Lüftungswärmeverluste QV"]
[null,null,"QV1","[kWh/m²]",{"$f":"IF(Kat_1=0,\"keine Auswahl\",Kat_1)","v":"keine Auswahl"},{"$f":"SUM(G256:R256)","v":{"v":0,"d":"0.00"}},{"$f":"Daten!B$152*GI!$C$90*Daten!B$150*Daten!$E$76*24/1000","v":{"v":0,"d":"0.00"}},{"$f":"Daten!C$152*GI!$C$90*Daten!C$150*Daten!$E$76*24/1000","v":{"v":0,"d":"0.00"}},{"$f":"Daten!D$152*GI!$C$90*Daten!D$150*Daten!$E$76*24/1000","v":{"v":0,"d":"0.00"}},{"$f":"Daten!E$152*GI!$C$90*Daten!E$150*Daten!$E$76*24/1000","v":{"v":0,"d":"0.00"}},{"$f":"Daten!F$152*GI!$C$90*Daten!F$150*Daten!$E$76*24/1000","v":{"v":0,"d":"0.00"}},{"$f":"Daten!G$152*GI!$C$90*Daten!G$150*Daten!$E$76*24/1000","v":{"v":0,"d":"0.00"}},{"$f":"Daten!H$152*GI!$C$90*Daten!H$150*Daten!$E$76*24/1000","v":{"v":0,"d":"0.00"}},{"$f":"Daten!I$152*GI!$C$90*Daten!I$150*Daten!$E$76*24/1000","v":{"v":0,"d":"0.00"}},{"$f":"Daten!J$152*GI!$C$90*Daten!J$150*Daten!$E$76*24/1000","v":{"v":0,"d":"0.00"}},{"$f":"Daten!K$152*GI!$C$90*Daten!K$150*Daten!$E$76*24/1000","v":{"v":0,"d":"0.00"}},{"$f":"Daten!L$152*GI!$C$90*Daten!L$150*Daten!$E$76*24/1000","v":{"v":0,"d":"0.00"}},{"$f":"Daten!M$152*GI!$C$90*Daten!M$150*Daten!$E$76*24/1000","v":{"v":0,"d":"0.00"}}]
[null,null,"QV2","[kWh/m²]",{"$f":"IF(Kat_2=0,\"keine Auswahl\",Kat_2)","v":"keine Auswahl"},{"$f":"SUM(G257:R257)","v":{"v":0,"d":"0.00"}},{"$f":"Daten!B$153*GI!$E$90*Daten!B$150*Daten!$E$76*24/1000","v":{"v":0,"d":"0.00"}},{"$f":"Daten!C$153*GI!$E$90*Daten!C$150*Daten!$E$76*24/1000","v":{"v":0,"d":"0.00"}},{"$f":"Daten!D$153*GI!$E$90*Daten!D$150*Daten!$E$76*24/1000","v":{"v":0,"d":"0.00"}},{"$f":"Daten!E$153*GI!$E$90*Daten!E$150*Daten!$E$76*24/1000","v":{"v":0,"d":"0.00"}},{"$f":"Daten!F$153*GI!$E$90*Daten!F$150*Daten!$E$76*24/1000","v":{"v":0,"d":"0.00"}},{"$f":"Daten!G$153*GI!$E$90*Daten!G$150*Daten!$E$76*24/1000","v":{"v":0,"d":"0.00"}},{"$f":"Daten!H$153*GI!$E$90*Daten!H$150*Daten!$E$76*24/1000","v":{"v":0,"d":"0.00"}},{"$f":"Daten!I$153*GI!$E$90*Daten!I$150*Daten!$E$76*24/1000","v":{"v":0,"d":"0.00"}},{"$f":"Daten!J$153*GI!$E$90*Daten!J$150*Daten!$E$76*24/1000","v":{"v":0,"d":"0.00"}},{"$f":"Daten!K$153*GI!$E$90*Daten!K$150*Daten!$E$76*24/1000","v":{"v":0,"d":"0.00"}},{"$f":"Daten!L$153*GI!$E$90*Daten!L$150*Daten!$E$76*24/1000","v":{"v":0,"d":"0.00"}},{"$f":"Daten!M$153*GI!$E$90*Daten!M$150*Daten!$E$76*24/1000","v":{"v":0,"d":"0.00"}}]
[null,null,"QV3","[kWh/m²]",{"$f":"IF(Kat_3=0,\"keine Auswahl\",Kat_3)","v":"keine Auswahl"},{"v":0,"d":"0.00"},{"$f":"Daten!B$154*GI!$G$90*Daten!B$150*Daten!$E$76*24/1000","v":{"v":0,"d":"0.00"}},{"$f":"Daten!C$154*GI!$G$90*Daten!C$150*Daten!$E$76*24/1000","v":{"v":0,"d":"0.00"}},{"$f":"Daten!D$154*GI!$G$90*Daten!D$150*Daten!$E$76*24/1000","v":{"v":0,"d":"0.00"}},{"$f":"Daten!E$154*GI!$G$90*Daten!E$150*Daten!$E$76*24/1000","v":{"v":0,"d":"0.00"}},{"$f":"Daten!F$154*GI!$G$90*Daten!F$150*Daten!$E$76*24/1000","v":{"v":0,"d":"0.00"}},{"$f":"Daten!G$154*GI!$G$90*Daten!G$150*Daten!$E$76*24/1000","v":{"v":0,"d":"0.00"}},{"$f":"Daten!H$154*GI!$G$90*Daten!H$150*Daten!$E$76*24/1000","v":{"v":0,"d":"0.00"}},{"$f":"Daten!I$154*GI!$G$90*Daten!I$150*Daten!$E$76*24/1000","v":{"v":0,"d":"0.00"}},{"$f":"Daten!J$154*GI!$G$90*Daten!J$150*Daten!$E$76*24/1000","v":{"v":0,"d":"0.00"}},{"$f":"Daten!K$154*GI!$G$90*Daten!K$150*Daten!$E$76*24/1000","v":{"v":0,"d":"0.00"}},{"$f":"Daten!L$154*GI!$G$90*Daten!L$150*Daten!$E$76*24/1000","v":{"v":0,"d":"0.00"}},{"$f":"Daten!M$154*GI!$G$90*Daten!M$150*Daten!$E$76*24/1000","v":{"v":0,"d":"0.00"}}]
[null,null,"QV","[kWh/m²]","gewichteter Mittelwert",{"$f":"(F256*EBF_1C+F257*EBF_2C+F258*EBF_3C)/EBF_totC","v":{"v":0,"d":"0.00"}},{"v":0,"d":"0.00"},{"v":0,"d":"0.00"},{"v":0,"d":"0.00"},{"v":0,"d":"0.00"},{"v":0,"d":"0.00"},{"v":0,"d":"0.00"},{"v":0,"d":"0.00"},{"v":0,"d":"0.00"},{"v":0,"d":"0.00"},{"v":0,"d":"0.00"},{"v":0,"d":"0.00"},{"v":0,"d":"0.00"}]
[]
[null,"C.3 Wärmeeinträge Qg"]
[null,null,{"$f":"IF(Kat_1=0,\"keine Auswahl\",\"Nutzung 1: \" & TEXT(Kat_1, \"0\"))","v":"keine Auswahl"}]
[null,null,"Qi,el","[kWh/m²]","Elektrizität",{"$f":"SUM(G263:R263)","v":{"v":0,"d":"0.00"}},{"$f":"GI!$C$86*GI!$C$87*Daten!B$150/365","v":{"v":0,"d":"0.00"}},{"$f":"GI!$C$86*GI!$C$87*Daten!C$150/365","v":{"v":0,"d":"0.00"}},{"$f":"GI!$C$86*GI!$C$87*Daten!D$150/365","v":{"v":0,"d":"0.00"}},{"$f":"GI!$C$86*GI!$C$87*Daten!E$150/365","v":{"v":0,"d":"0.00"}},{"$f":"GI!$C$86*GI!$C$87*Daten!F$150/365","v":{"v":0,"d":"0.00"}},{"$f":"GI!$C$86*GI!$C$87*Daten!G$150/365","v":{"v":0,"d":"0.00"}},{"$f":"GI!$C$86*GI!$C$87*Daten!H$150/365","v":{"v":0,"d":"0.00"}},{"$f":"GI!$C$86*GI!$C$87*Daten!I$150/365","v":{"v":0,"d":"0.00"}},{"$f":"GI!$C$86*GI!$C$87*Daten!J$150/365","v":{"v":0,"d":"0.00"}},{"$f":"GI!$C$86*GI!$C$87*Daten!K$150/365","v":{"v":0,"d":"0.00"}},{"$f":"GI!$C$86*GI!$C$87*Daten!L$150/365","v":{"v":0,"d":"0.00"}},{"$f":"GI!$C$86*GI!$C$87*Daten!M$150/365","v":{"v":0,"d":"0.00"}}]
[null,null,"Qi,s","[kWh/m²]","Personen",{"$f":"SUM(G264:R264)","v":{"v":0,"d":"0.00"}},{"$f":"GI!$C$82*GI!$C$85*Daten!B$150/1000/IF(GI!$C$81=0,1,GI!$C$81)","v":{"v":0,"d":"0.00"}},{"$f":"GI!$C$82*GI!$C$85*Daten!C$150/1000/IF(GI!$C$81=0,1,GI!$C$81)","v":{"v":0,"d":"0.00"}},{"$f":"GI!$C$82*GI!$C$85*Daten!D$150/1000/IF(GI!$C$81=0,1,GI!$C$81)","v":{"v":0,"d":"0.00"}},{"$f":"GI!$C$82*GI!$C$85*Daten!E$150/1000/IF(GI!$C$81=0,1,GI!$C$81)","v":{"v":0,"d":"0.00"}},{"$f":"GI!$C$82*GI!$C$85*Daten!F$150/1000/IF(GI!$C$81=0,1,GI!$C$81)","v":{"v":0,"d":"0.00"}},{"$f":"GI!$C$82*GI!$C$85*Daten!G$150/1000/IF(GI!$C$81=0,1,GI!$C$81)","v":{"v":0,"d":"0.00"}},{"$f":"GI!$C$82*GI!$C$85*Daten!H$150/1000/IF(GI!$C$81=0,1,GI!$C$81)","v":{"v":0,"d":"0.00"}},{"$f":"GI!$C$82*GI!$C$85*Daten!I$150/1000/IF(GI!$C$81=0,1,GI!$C$81)","v":{"v":0,"d":"0.00"}},{"$f":"GI!$C$82*GI!$C$85*Daten!J$150/1000/IF(GI!$C$81=0,1,GI!$C$81)","v":{"v":0,"d":"0.00"}},{"$f":"GI!$C$82*GI!$C$85*Daten!K$150/1000/IF(GI!$C$81=0,1,GI!$C$81)","v":{"v":0,"d":"0.00"}},{"$f":"GI!$C$82*GI!$C$85*Daten!L$150/1000/IF(GI!$C$81=0,1,GI!$C$81)","v":{"v":0,"d":"0.00"}},{"$f":"GI!$C$82*GI!$C$85*Daten!M$150/1000/IF(GI!$C$81=0,1,GI!$C$81)","v":{"v":0,"d":"0.00"}}]
[null,null,"Qs","[kWh/m²]","Solare Einträge",{"v":0,"d":"0.00"},{"$f":"V_GH!BH274","v":{"v":0,"d":"0.00"}},{"$f":"V_GH!BI274","v":{"v":0,"d":"0.00"}},{"$f":"V_GH!BJ274","v":{"v":0,"d":"0.00"}},{"$f":"V_GH!BK274","v":{"v":0,"d":"0.00"}},{"$f":"V_GH!BL274","v":{"v":0,"d":"0.00"}},{"$f":"V_GH!BM274","v":{"v":0,"d":"0.00"}},{"$f":"V_GH!BN274","v":{"v":0,"d":"0.00"}},{"$f":"V_GH!BO274","v":{"v":0,"d":"0.00"}},{"$f":"V_GH!BP274","v":{"v":0,"d":"0.00"}},{"$f":"V_GH!BQ274","v":{"v":0,"d":"0.00"}},{"$f":"V_GH!BR274","v":{"v":0,"d":"0.00"}},{"$f":"V_GH!BS274","v":{"v":0,"d":"0.00"}}]
[null,null,"Qg","[kWh/m²]","Summe",{"v":0,"d":"0.00"},{"$f":"SUM(G263:G265)","v":{"v":0,"d":"0.00"}},{"$f":"SUM(H263:H265)","v":{"v":0,"d":"0.00"}},{"v":0,"d":"0.00"},{"v":0,"d":"0.00"},{"v":0,"d":"0.00"},{"v":0,"d":"0.00"},{"v":0,"d":"0.00"},{"v":0,"d":"0.00"},{"v":0,"d":"0.00"},{"v":0,"d":"0.00"},{"v":0,"d":"0.00"},{"v":0,"d":"0.00"}]
[]
[null,null,{"$f":"IF(Kat_2=0,\"keine Auswahl\",\"Nutzung 2: \" & TEXT(Kat_2, \"0\"))","v":"keine Auswahl"}]
[null,null,"Qi,el","[kWh/m²]","Elektrizität",{"$f":"SUM(G269:R269)","v":{"v":0,"d":"0.00"}},{"$f":"GI!$E$86*GI!$E$87*Daten!B$150/365","v":{"v":0,"d":"0.00"}},{"$f":"GI!$E$86*GI!$E$87*Daten!C$150/365","v":{"v":0,"d":"0.00"}},{"$f":"GI!$E$86*GI!$E$87*Daten!D$150/365","v":{"v":0,"d":"0.00"}},{"$f":"GI!$E$86*GI!$E$87*Daten!E$150/365","v":{"v":0,"d":"0.00"}},{"$f":"GI!$E$86*GI!$E$87*Daten!F$150/365","v":{"v":0,"d":"0.00"}},{"$f":"GI!$E$86*GI!$E$87*Daten!G$150/365","v":{"v":0,"d":"0.00"}},{"$f":"GI!$E$86*GI!$E$87*Daten!H$150/365","v":{"v":0,"d":"0.00"}},{"$f":"GI!$E$86*GI!$E$87*Daten!I$150/365","v":{"v":0,"d":"0.00"}},{"$f":"GI!$E$86*GI!$E$87*Daten!J$150/365","v":{"v":0,"d":"0.00"}},{"$f":"GI!$E$86*GI!$E$87*Daten!K$150/365","v":{"v":0,"d":"0.00"}},{"$f":"GI!$E$86*GI!$E$87*Daten!L$150/365","v":{"v":0,"d":"0.00"}},{"$f":"GI!$E$86*GI!$E$87*Daten!M$150/365","v":{"v":0,"d":"0.00"}}]
[null,null,"Qi,s","[kWh/m²]","Personen",{"v":0,"d":"0.00"},{"$f":"GI!$E$82*GI!$E$85*Daten!B$150/1000/IF(GI!$E$81=0,1,GI!$E$81)","v":{"v":0,"d":"0.00"}},{"$f":"GI!$E$82*GI!$E$85*Daten!C$150/1000/IF(GI!$E$81=0,1,GI!$E$81)","v":{"v":0,"d":"0.00"}},{"$f":"GI!$E$82*GI!$E$85*Daten!D$150/1000/IF(GI!$E$81=0,1,GI!$E$81)","v":{"v":0,"d":"0.00"}},{"$f":"GI!$E$82*GI!$E$85*Daten!E$150/1000/IF(GI!$E$81=0,1,GI!$E$81)","v":{"v":0,"d":"0.00"}},{"$f":"GI!$E$82*GI!$E$85*Daten!F$150/1000/IF(GI!$E$81=0,1,GI!$E$81)","v":{"v":0,"d":"0.00"}},{"$f":"GI!$E$82*GI!$E$85*Daten!G$150/1000/IF(GI!$E$81=0,1,GI!$E$81)","v":{"v":0,"d":"0.00"}},{"$f":"GI!$E$82*GI!$E$85*Daten!H$150/1000/IF(GI!$E$81=0,1,GI!$E$81)","v":{"v":0,"d":"0.00"}},{"$f":"GI!$E$82*GI!$E$85*Daten!I$150/1000/IF(GI!$E$81=0,1,GI!$E$81)","v":{"v":0,"d":"0.00"}},{"$f":"GI!$E$82*GI!$E$85*Daten!J$150/1000/IF(GI!$E$81=0,1,GI!$E$81)","v":{"v":0,"d":"0.00"}},{"$f":"GI!$E$82*GI!$E$85*Daten!K$150/1000/IF(GI!$E$81=0,1,GI!$E$81)","v":{"v":0,"d":"0.00"}},{"$f":"GI!$E$82*GI!$E$85*Daten!L$150/1000/IF(GI!$E$81=0,1,GI!$E$81)","v":{"v":0,"d":"0.00"}},{"$f":"GI!$E$82*GI!$E$85*Daten!M$150/1000/IF(GI!$E$81=0,1,GI!$E$81)","v":{"v":0,"d":"0.00"}}]
[null,null,"Qs","[kWh/m²]","Solare Einträge",{"v":0,"d":"0.00"},{"$f":"V_GH!BH281","v":{"v":0,"d":"0.00"}},{"$f":"V_GH!BI281","v":{"v":0,"d":"0.00"}},{"$f":"V_GH!BJ281","v":{"v":0,"d":"0.00"}},{"$f":"V_GH!BK281","v":{"v":0,"d":"0.00"}},{"$f":"V_GH!BL281","v":{"v":0,"d":"0.00"}},{"$f":"V_GH!BM281","v":{"v":0,"d":"0.00"}},{"$f":"V_GH!BN281","v":{"v":0,"d":"0.00"}},{"$f":"V_GH!BO281","v":{"v":0,"d":"0.00"}},{"$f":"V_GH!BP281","v":{"v":0,"d":"0.00"}},{"$f":"V_GH!BQ281","v":{"v":0,"d":"0.00"}},{"$f":"V_GH!BR281","v":{"v":0,"d":"0.00"}},{"$f":"V_GH!BS281","v":{"v":0,"d":"0.00"}}]
[null,null,"Qg","[kWh/m²]","Summe",{"v":0,"d":"0.00"},{"$f":"SUM(G269:G271)","v":{"v":0,"d":"0.00"}},{"$f":"SUM(H269:H271)","v":{"v":0,"d":"0.00"}},{"v":0,"d":"0.00"},{"v":0,"d":"0.00"},{"v":0,"d":"0.00"},{"v":0,"d":"0.00"},{"v":0,"d":"0.00"},{"v":0,"d":"0.00"},{"v":0,"d":"0.00"},{"v":0,"d":"0.00"},{"v":0,"d":"0.00"},{"v":0,"d":"0.00"}]
[]
[null,null,{"$f":"IF(Kat_3=0,\"keine Auswahl\",\"Nutzung 3: \" & TEXT(Kat_3, \"0\"))","v":"keine Auswahl"}]
[null,null,"Qi,el","[kWh/m²]","Elektrizität",{"$f":"SUM(G275:R275)","v":{"v":0,"d":"0.00"}},{"$f":"GI!$G$86*GI!$G$87*Daten!B$150/365","v":{"v":0,"d":"0.00"}},{"$f":"GI!$G$86*GI!$G$87*Daten!C$150/365","v":{"v":0,"d":"0.00"}},{"$f":"GI!$G$86*GI!$G$87*Daten!D$150/365","v":{"v":0,"d":"0.00"}},{"$f":"GI!$G$86*GI!$G$87*Daten!E$150/365","v":{"v":0,"d":"0.00"}},{"$f":"GI!$G$86*GI!$G$87*Daten!F$150/365","v":{"v":0,"d":"0.00"}},{"$f":"GI!$G$86*GI!$G$87*Daten!G$150/365","v":{"v":0,"d":"0.00"}},{"$f":"GI!$G$86*GI!$G$87*Daten!H$150/365","v":{"v":0,"d":"0.00"}},{"$f":"GI!$G$86*GI!$G$87*Daten!I$150/365","v":{"v":0,"d":"0.00"}},{"$f":"GI!$G$86*GI!$G$87*Daten!J$150/365","v":{"v":0,"d":"0.00"}},{"$f":"GI!$G$86*GI!$G$87*Daten!K$150/365","v":{"v":0,"d":"0.00"}},{"$f":"GI!$G$86*GI!$G$87*Daten!L$150/365","v":{"v":0,"d":"0.00"}},{"$f":"GI!$G$86*GI!$G$87*Daten!M$150/365","v":{"v":0,"d":"0.00"}}]
[null,null,"Qi,s","[kWh/m²]","Personen",{"v":0,"d":"0.00"},{"$f":"GI!$G$82*GI!$G$85*Daten!B$150/1000/IF(GI!$G$81=0,1,GI!$G$81)","v":{"v":0,"d":"0.00"}},{"$f":"GI!$G$82*GI!$G$85*Daten!C$150/1000/IF(GI!$G$81=0,1,GI!$G$81)","v":{"v":0,"d":"0.00"}},{"$f":"GI!$G$82*GI!$G$85*Daten!D$150/1000/IF(GI!$G$81=0,1,GI!$G$81)","v":{"v":0,"d":"0.00"}},{"$f":"GI!$G$82*GI!$G$85*Daten!E$150/1000/IF(GI!$G$81=0,1,GI!$G$81)","v":{"v":0,"d":"0.00"}},{"$f":"GI!$G$82*GI!$G$85*Daten!F$150/1000/IF(GI!$G$81=0,1,GI!$G$81)","v":{"v":0,"d":"0.00"}},{"$f":"GI!$G$82*GI!$G$85*Daten!G$150/1000/IF(GI!$G$81=0,1,GI!$G$81)","v":{"v":0,"d":"0.00"}},{"$f":"GI!$G$82*GI!$G$85*Daten!H$150/1000/IF(GI!$G$81=0,1,GI!$G$81)","v":{"v":0,"d":"0.00"}},{"$f":"GI!$G$82*GI!$G$85*Daten!I$150/1000/IF(GI!$G$81=0,1,GI!$G$81)","v":{"v":0,"d":"0.00"}},{"$f":"GI!$G$82*GI!$G$85*Daten!J$150/1000/IF(GI!$G$81=0,1,GI!$G$81)","v":{"v":0,"d":"0.00"}},{"$f":"GI!$G$82*GI!$G$85*Daten!K$150/1000/IF(GI!$G$81=0,1,GI!$G$81)","v":{"v":0,"d":"0.00"}},{"$f":"GI!$G$82*GI!$G$85*Daten!L$150/1000/IF(GI!$G$81=0,1,GI!$G$81)","v":{"v":0,"d":"0.00"}},{"$f":"GI!$G$82*GI!$G$85*Daten!M$150/1000/IF(GI!$G$81=0,1,GI!$G$81)","v":{"v":0,"d":"0.00"}}]
[null,null,"Qs","[kWh/m²]","Solare Einträge",{"v":0,"d":"0.00"},{"$f":"V_GH!BH288","v":{"v":0,"d":"0.00"}},{"$f":"V_GH!BI288","v":{"v":0,"d":"0.00"}},{"$f":"V_GH!BJ288","v":{"v":0,"d":"0.00"}},{"$f":"V_GH!BK288","v":{"v":0,"d":"0.00"}},{"$f":"V_GH!BL288","v":{"v":0,"d":"0.00"}},{"$f":"V_GH!BM288","v":{"v":0,"d":"0.00"}},{"$f":"V_GH!BN288","v":{"v":0,"d":"0.00"}},{"$f":"V_GH!BO288","v":{"v":0,"d":"0.00"}},{"$f":"V_GH!BP288","v":{"v":0,"d":"0.00"}},{"$f":"V_GH!BQ288","v":{"v":0,"d":"0.00"}},{"$f":"V_GH!BR288","v":{"v":0,"d":"0.00"}},{"$f":"V_GH!BS288","v":{"v":0,"d":"0.00"}}]
[null,null,"Qg","[kWh/m²]","Summe",{"v":0,"d":"0.00"},{"$f":"SUM(G275:G277)","v":{"v":0,"d":"0.00"}},{"v":0,"d":"0.00"},{"v":0,"d":"0.00"},{"v":0,"d":"0.00"},{"v":0,"d":"0.00"},{"v":0,"d":"0.00"},{"v":0,"d":"0.00"},{"v":0,"d":"0.00"},{"v":0,"d":"0.00"},{"v":0,"d":"0.00"},{"v":0,"d":"0.00"},{"v":0,"d":"0.00"}]
[]
[null,null,"gewichteter Mittelwert"]
[null,null,"Qi,el","[kWh/m²]","Elektrizität",{"$f":"SUM(G281:R281)","v":{"v":0,"d":"0.00"}},{"$f":"(G263*EBF_1C+G269*EBF_2C+G275*EBF_3C)/EBF_totC","v":{"v":0,"d":"0.00"}},{"$f":"(H263*EBF_1C+H269*EBF_2C+H275*EBF_3C)/EBF_totC","v":{"v":0,"d":"0.00"}},{"v":0,"d":"0.00"},{"v":0,"d":"0.00"},{"v":0,"d":"0.00"},{"v":0,"d":"0.00"},{"v":0,"d":"0.00"},{"v":0,"d":"0.00"},{"v":0,"d":"0.00"},{"v":0,"d":"0.00"},{"v":0,"d":"0.00"},{"v":0,"d":"0.00"}]
[null,null,"Qi,s","[kWh/m²]","Personen",{"v":0,"d":"0.00"},{"$f":"(G264*EBF_1C+G270*EBF_2C+G276*EBF_3C)/EBF_totC","v":{"v":0,"d":"0.00"}},{"v":0,"d":"0.00"},{"v":0,"d":"0.00"},{"v":0,"d":"0.00"},{"v":0,"d":"0.00"},{"v":0,"d":"0.00"},{"v":0,"d":"0.00"},{"v":0,"d":"0.00"},{"v":0,"d":"0.00"},{"v":0,"d":"0.00"},{"v":0,"d":"0.00"},{"v":0,"d":"0.00"}]
[null,null,"Qs","[kWh/m²]","Solare Einträge",{"v":0,"d":"0.00"},{"$f":"V_GH!BH295","v":{"v":0,"d":"0.00"}},{"$f":"V_GH!BI295","v":{"v":0,"d":"0.00"}},{"$f":"V_GH!BJ295","v":{"v":0,"d":"0.00"}},{"$f":"V_GH!BK295","v":{"v":0,"d":"0.00"}},{"$f":"V_GH!BL295","v":{"v":0,"d":"0.00"}},{"$f":"V_GH!BM295","v":{"v":0,"d":"0.00"}},{"$f":"V_GH!BN295","v":{"v":0,"d":"0.00"}},{"$f":"V_GH!BO295","v":{"v":0,"d":"0.00"}},{"$f":"V_GH!BP295","v":{"v":0,"d":"0.00"}},{"$f":"V_GH!BQ295","v":{"v":0,"d":"0.00"}},{"$f":"V_GH!BR295","v":{"v":0,"d":"0.00"}},{"$f":"V_GH!BS295","v":{"v":0,"d":"0.00"}}]
[null,null,"Qg","[kWh/m²]","Summe",{"$f":"SUM(G284:R284)","v":{"v":0,"d":"0.00"}},{"$f":"SUM(G281:G283)","v":{"v":0,"d":"0.00"}},{"$f":"SUM(H281:H283)","v":{"v":0,"d":"0.00"}},{"v":0,"d":"0.00"},{"v":0,"d":"0.00"},{"v":0,"d":"0.00"},{"v":0,"d":"0.00"},{"v":0,"d":"0.00"},{"v":0,"d":"0.00"},{"v":0,"d":"0.00"},{"v":0,"d":"0.00"},{"v":0,"d":"0.00"},{"v":0,"d":"0.00"}]
[]
[null,"C.4 Ausnutzungsgrad für Wärmeeinträge ηg",{"$nulls":16},"Nutzung 1","Nutzung 2","Nutzung 3"]
[null,null,"H","[W/K]","Wärmetransferkoeff.",{"$f":"SUMIF(V_GH!$S$10:$S$207,\"x\",GH!$Q$10:$Q$207)\n+SUMIF(V_GH!$AO$10:$AO$207,\"x\",M_GH!$T$11:$T$208)\n+EBF_1C*Daten!$E$76*GI!$C$90+EBF_2C*Daten!$E$76*GI!$E$90+EBF_3C*Daten!$E$76*GI!$G$90+EXP(-9)","v":{"v":1.2340980408667956E-4,"d":"0.0"}},{"$nulls":12},{"$f":"SUMIFS(GH!$Q$10:$Q$207,GH!$D$10:$D$207,GI!$C$77,V_GH!$S$10:$S$207,\"x\")\n+SUMIFS(V_GH!$AX$11:$AX$208,V_GH!$E$11:$E$208,GI!$C$77,V_GH!$AO$11:$AO$208,\"x\")\n+EBF_1C*Daten!$E$76*GI!$C$90+EXP(-9)","v":{"v":1.2340980408667956E-4,"d":"0.0"}},{"$f":"SUMIFS(GH!$Q$10:$Q$207,GH!$D$10:$D$207,GI!$E$77,V_GH!$S$10:$S$207,\"x\")\n+SUMIFS(V_GH!$AX$11:$AX$208,V_GH!$E$11:$E$208,GI!$C$77,V_GH!$AO$11:$AO$208,\"x\")\n+EBF_2C*Daten!$E$76*GI!$E$90+EXP(-9)","v":{"v":1.2340980408667956E-4,"d":"0.0"}},{"$f":"SUMIFS(GH!$Q$10:$Q$207,GH!$D$10:$D$207,GI!$G$77,V_GH!$S$10:$S$207,\"x\")\n+SUMIFS(V_GH!$AX$11:$AX$208,V_GH!$E$11:$E$208,GI!$C$77,V_GH!$AO$11:$AO$208,\"x\")\n+EBF_3C*Daten!$E$76*GI!$G$90+EXP(-9)","v":{"v":1.2340980408667956E-4,"d":"0.0"}}]
[null,null,"τ","[h]","Zeitkonstante Gebäude",{"$f":"(IF(Bauweise_1=\"\",0,_xlfn.XLOOKUP(Bauweise_1,Daten!$A$18:$A$21,Daten!$B$18:$B$21))*EBF_1C\n+IF(Bauweise_2=\"\",0,_xlfn.XLOOKUP(Bauweise_2,Daten!$A$18:$A$21,Daten!$B$18:$B$21))*EBF_2C\n+IF(Bauweise_2=\"\",0,_xlfn.XLOOKUP(Bauweise_2,Daten!$A$18:$A$21,Daten!$B$18:$B$21))*EBF_3C)*1000/F287","v":{"v":0,"d":"0.0"}},{"$nulls":12},{"$f":"IF(Bauweise_1=\"\",0,_xlfn.XLOOKUP(Bauweise_1,Daten!$A$18:$A$21,Daten!$B$18:$B$21)*EBF_1C*1000/S287)","v":{"v":0,"d":"0.0"}},{"$f":"IF(Bauweise_2=\"\",0,_xlfn.XLOOKUP(Bauweise_2,Daten!$A$18:$A$21,Daten!$B$18:$B$21)*EBF_2C*1000/T287)","v":{"v":0,"d":"0.0"}},{"$f":"IF(Bauweise_3=\"\",0,_xlfn.XLOOKUP(Bauweise_3,Daten!$A$18:$A$21,Daten!$B$18:$B$21)*EBF_3C*1000/U287)","v":{"v":0,"d":"0.0"}}]
[null,null,"a","[-]","Par. Ausnutzungsgrad",{"$f":"IF(GI!$C$94+GI!$E$94+GI!$G$94=0,0,(GI!$C$95*EBF_1C+GI!$E$95*EBF_2C+GI!$G$95*EBF_3C)/EBF_totC+F288/((GI!$C$94*EBF_1C+GI!$E$94*EBF_2C+GI!$G$94*EBF_3C)/EBF_totC))","v":{"v":0,"d":"0.0"}},{"$nulls":12},{"$f":"IF(GI!$C$94=0,0,\nGI!$C$95+S288/GI!$C$94)","v":{"v":0,"d":"0.0"}},{"$f":"IF(GI!$E$94=0,0,\nGI!$E$95+T288/GI!$E$94)","v":{"v":0,"d":"0.0"}},{"$f":"IF(GI!$G$94=0,0,\nGI!$G$95+U288/GI!$G$94)","v":{"v":0,"d":"0.0"}}]
[null,null,"γ","[-]","Wärmeeintrag/-verlust",{"$f":"IF(F253+F259=0,0,F284/(F253+F259))","v":{"v":0,"d":"0.00"}},{"$nulls":12},{"$f":"IF(F232+F256=0,0,F266/(F232+F256))","v":{"v":0,"d":"0.00"}},{"$f":"IF(F239+F257=0,0,F272/(F239+F257))","v":{"v":0,"d":"0.00"}},{"$f":"IF(F246+F258=0,0,F278/(F246+F258))","v":{"v":0,"d":"0.00"}}]
[null,null,"ηg","[-]","Ausnutzungsgrad",{"$f":"IF(F253+F259<=0,0,IF(F290=1,F289/(F289+1),(1-F290^F289)/(1-F290^(F289+1))))","v":{"v":0,"d":"0.00%"}},{"$nulls":12},{"$f":"IF(F232+F256<=0,0,IF(S290=1,S289/(S289+1),(1-S290^S289)/(1-S290^(S289+1))))","v":{"v":0,"d":"0.00%"}},{"$f":"IF(F239+F257<=0,0,IF(T290=1,T289/(T289+1),(1-T290^T289)/(1-T290^(T289+1))))","v":{"v":0,"d":"0.00%"}},{"$f":"IF(F246+F258<=0,0,IF(U290=1,U289/(U289+1),(1-U290^U289)/(1-U290^(U289+1))))","v":{"v":0,"d":"0.00%"}}]
[]
[null,"C.5 Heizwärmebedarf QH",{"$nulls":3},"Total","Jan","Feb","Mär","Apr","Mai","Jun","Jul","Aug","Sep","Okt","Nov","Dez"]
[null,null,{"$f":"IF(Kat_1=0,\"keine Auswahl\",\"Nutzung 1: \" & TEXT(Kat_1, \"0\"))","v":"keine Auswahl"}]
[null,null,"Qtot","[kWh/m²]","Gesamtwärmeverlust",null,{"$f":"G232+G256","v":{"v":0,"d":"0.00"}},{"$f":"H232+H256","v":{"v":0,"d":"0.00"}},{"v":0,"d":"0.00"},{"v":0,"d":"0.00"},{"v":0,"d":"0.00"},{"v":0,"d":"0.00"},{"v":0,"d":"0.00"},{"v":0,"d":"0.00"},{"v":0,"d":"0.00"},{"v":0,"d":"0.00"},{"v":0,"d":"0.00"},{"v":0,"d":"0.00"}]
[null,null,"Qug","[kWh/m²]","genutzte Wärmeeinträge",null,{"$f":"G266*$S$73","v":{"v":0,"d":"0.00"}},{"$f":"H266*$S$73","v":{"v":0,"d":"0.00"}},{"v":0,"d":"0.00"},{"v":0,"d":"0.00"},{"v":0,"d":"0.00"},{"v":0,"d":"0.00"},{"v":0,"d":"0.00"},{"v":0,"d":"0.00"},{"v":0,"d":"0.00"},{"v":0,"d":"0.00"},{"v":0,"d":"0.00"},{"v":0,"d":"0.00"},"Absolut kWh/a","Anteil %","Beitrag","Beitrag 3kModell","Absolut 3kModell"]
[null,null,"QH","[kWh/m²]","Heizwärmebedarf",{"$f":"SUM(G297:R297)","v":{"v":0,"d":"0.00"}},{"$f":"IF(G295-G296<=0,0,G295-G296)","v":{"v":0,"d":"0.00"}},{"$f":"IF(H295-H296<=0,0,H295-H296)","v":{"v":0,"d":"0.00"}},{"v":0,"d":"0.00"},{"v":0,"d":"0.00"},{"v":0,"d":"0.00"},{"v":0,"d":"0.00"},{"v":0,"d":"0.00"},{"v":0,"d":"0.00"},{"v":0,"d":"0.00"},{"v":0,"d":"0.00"},{"v":0,"d":"0.00"},{"v":0,"d":"0.00"},{"$f":"F297*EBF_1C","v":0},{"$f":"S297/$S$91","v":{"$error":"#DIV/0!"}},{"$f":"F297*T297","v":{"$error":"#DIV/0!"}},{"$f":"U312*T297","v":{"$error":"#DIV/0!"}},{"$f":"S312*T297","v":{"$error":"#DIV/0!"}}]
[{"$nulls":18},{"$f":"F298*EBF_1C","v":0},{"$f":"S298/$S$91","v":{"$error":"#DIV/0!"}},{"$f":"F298*T298","v":{"$error":"#DIV/0!"}},{"$f":"$U$92*T298","v":{"$error":"#DIV/0!"}},{"$f":"$S$92*T298","v":{"$error":"#DIV/0!"}}]
[null,null,{"$f":"IF(Kat_2=0,\"keine Auswahl\",\"Nutzung 2: \" & TEXT(Kat_2, \"0\"))","v":"keine Auswahl"}]
[null,null,"Qtot","[kWh/m²]","Gesamtwärmeverlust",null,{"$f":"G239+G257","v":{"v":0,"d":"0.00"}},{"$f":"H239+H257","v":{"v":0,"d":"0.00"}},{"v":0,"d":"0.00"},{"v":0,"d":"0.00"},{"v":0,"d":"0.00"},{"v":0,"d":"0.00"},{"v":0,"d":"0.00"},{"v":0,"d":"0.00"},{"v":0,"d":"0.00"},{"v":0,"d":"0.00"},{"v":0,"d":"0.00"},{"v":0,"d":"0.00"}]
[null,null,"Qug","[kWh/m²]","genutzte Wärmeeinträge",null,{"$f":"G272*$T$73","v":{"v":0,"d":"0.00"}},{"$f":"H272*$T$73","v":{"v":0,"d":"0.00"}},{"v":0,"d":"0.00"},{"v":0,"d":"0.00"},{"v":0,"d":"0.00"},{"v":0,"d":"0.00"},{"v":0,"d":"0.00"},{"v":0,"d":"0.00"},{"v":0,"d":"0.00"},{"v":0,"d":"0.00"},{"v":0,"d":"0.00"},{"v":0,"d":"0.00"}]
[null,null,"QH","[kWh/m²]","Heizwärmebedarf",{"$f":"SUM(G302:R302)","v":{"v":0,"d":"0.00"}},{"$f":"IF(G300-G301<=0,0,G300-G301)","v":{"v":0,"d":"0.00"}},{"$f":"IF(H300-H301<=0,0,H300-H301)","v":{"v":0,"d":"0.00"}},{"v":0,"d":"0.00"},{"v":0,"d":"0.00"},{"v":0,"d":"0.00"},{"v":0,"d":"0.00"},{"v":0,"d":"0.00"},{"v":0,"d":"0.00"},{"v":0,"d":"0.00"},{"v":0,"d":"0.00"},{"v":0,"d":"0.00"},{"v":0,"d":"0.00"},{"$f":"F302*EBF_2C","v":0},{"$f":"S302/$S$91","v":{"$error":"#DIV/0!"}},{"$f":"F302*T302","v":{"$error":"#DIV/0!"}},{"$f":"U312*T302","v":{"$error":"#DIV/0!"}},{"$f":"S312*T302","v":{"$error":"#DIV/0!"}}]
[{"$nulls":18},{"$f":"F303*EBF_1C","v":0},{"$error":"#DIV/0!"},{"$error":"#DIV/0!"},{"$f":"$U$92*T303","v":{"$error":"#DIV/0!"}},{"$f":"$S$92*T303","v":{"$error":"#DIV/0!"}}]
[null,null,{"$f":"IF(Kat_3=0,\"keine Auswahl\",\"Nutzung 3: \" & TEXT(Kat_3, \"0\"))","v":"keine Auswahl"}]
[null,null,"Qtot","[kWh/m²]","Gesamtwärmeverlust",null,{"$f":"G246+G258","v":{"v":0,"d":"0.00"}},{"$f":"H246+H258","v":{"v":0,"d":"0.00"}},{"v":0,"d":"0.00"},{"v":0,"d":"0.00"},{"v":0,"d":"0.00"},{"v":0,"d":"0.00"},{"v":0,"d":"0.00"},{"v":0,"d":"0.00"},{"v":0,"d":"0.00"},{"v":0,"d":"0.00"},{"v":0,"d":"0.00"},{"v":0,"d":"0.00"}]
[null,null,"Qug","[kWh/m²]","genutzte Wärmeeinträge",null,{"$f":"G278*$U$73","v":{"v":0,"d":"0.00"}},{"$f":"H278*$U$73","v":{"v":0,"d":"0.00"}},{"v":0,"d":"0.00"},{"v":0,"d":"0.00"},{"v":0,"d":"0.00"},{"v":0,"d":"0.00"},{"v":0,"d":"0.00"},{"v":0,"d":"0.00"},{"v":0,"d":"0.00"},{"v":0,"d":"0.00"},{"v":0,"d":"0.00"},{"v":0,"d":"0.00"}]
[null,null,"QH","[kWh/m²]","Heizwärmebedarf",{"$f":"SUM(G307:R307)","v":{"v":0,"d":"0.00"}},{"$f":"IF(G305-G306<=0,0,G305-G306)","v":{"v":0,"d":"0.00"}},{"$f":"IF(H305-H306<=0,0,H305-H306)","v":{"v":0,"d":"0.00"}},{"v":0,"d":"0.00"},{"v":0,"d":"0.00"},{"v":0,"d":"0.00"},{"v":0,"d":"0.00"},{"v":0,"d":"0.00"},{"v":0,"d":"0.00"},{"v":0,"d":"0.00"},{"v":0,"d":"0.00"},{"v":0,"d":"0.00"},{"v":0,"d":"0.00"},{"$f":"F307*EBF_3C","v":0},{"$f":"S307/$S$91","v":{"$error":"#DIV/0!"}},{"$f":"F307*T307","v":{"$error":"#DIV/0!"}},{"$f":"U312*T307","v":{"$error":"#DIV/0!"}},{"$f":"S312*T307","v":{"$error":"#DIV/0!"}}]
[]
[null,null,"gewichteter Mittelwert",{"$nulls":15},{"$f":"S297+S302+S307","v":0},{"$f":"T297+T302+T307","v":{"$error":"#DIV/0!"}},{"$error":"#DIV/0!"},{"$f":"SUM(V297:V307)","v":{"$error":"#DIV/0!"}},{"$f":"SUM(W297:W307)","v":{"$error":"#DIV/0!"}}]
[null,null,"Qtot","[kWh/m²]","Gesamtwärmeverlust",null,{"$f":"G253+G259","v":{"v":0,"d":"0.00"}},{"$f":"H253+H259","v":{"v":0,"d":"0.00"}},{"v":0,"d":"0.00"},{"v":0,"d":"0.00"},{"v":0,"d":"0.00"},{"v":0,"d":"0.00"},{"v":0,"d":"0.00"},{"v":0,"d":"0.00"},{"v":0,"d":"0.00"},{"v":0,"d":"0.00"},{"v":0,"d":"0.00"},{"v":0,"d":"0.00"},null,"Abweichung 3kat Modell",{"$f":"U309/U312-1","v":{"$error":"#DIV/0!"}}]
[null,null,"Qug","[kWh/m²]","genutzte Wärmeeinträge",null,{"$f":"G284*$F$73","v":{"v":0,"d":"0.00"}},{"$f":"H284*$F$73","v":{"v":0,"d":"0.00"}},{"v":0,"d":"0.00"},{"v":0,"d":"0.00"},{"v":0,"d":"0.00"},{"v":0,"d":"0.00"},{"v":0,"d":"0.00"},{"v":0,"d":"0.00"},{"v":0,"d":"0.00"},{"v":0,"d":"0.00"},{"v":0,"d":"0.00"},{"v":0,"d":"0.00"}]
[null,null,"QH","[kWh/m²]","Heizwärmebedarf",{"$f":"SUM(G312:R312)","v":{"v":0,"d":"0.00"}},{"$f":"IF(G310-G311<=0,0,G310-G311)","v":{"v":0,"d":"0.00"}},{"$f":"IF(H310-H311<=0,0,H310-H311)","v":{"v":0,"d":"0.00"}},{"v":0,"d":"0.00"},{"v":0,"d":"0.00"},{"v":0,"d":"0.00"},{"v":0,"d":"0.00"},{"v":0,"d":"0.00"},{"v":0,"d":"0.00"},{"v":0,"d":"0.00"},{"v":0,"d":"0.00"},{"v":0,"d":"0.00"},{"v":0,"d":"0.00"},{"$f":"F312*EBF_totC","v":0},null,{"$f":"F312","v":{"v":0,"d":"0.00"}}]

{"sheet":"V_GT","index":12,"n_rows":433,"n_cols":84,"rows_kept":433,"merged":[[2,1,3,1],[2,3,3,3],[2,5,3,5],[2,46,3,46],[2,48,3,48],[2,50,3,50],[8,10,8,12],[8,14,8,16],[8,18,8,20],[9,10,9,12],[9,14,9,16],[9,18,9,20],[9,52,9,54],[9,56,9,58],[9,60,9,62],[11,10,11,12],[11,14,11,16],[11,18,11,20],[11,52,11,54],[11,56,11,58],[11,60,11,62],[14,66,17,68],[17,22,18,22],[17,24,17,26],[20,12,20,14],[20,54,20,56],[22,12,22,14],[22,54,22,56],[24,12,24,14],[24,54,24,56],[34,22,38,22],[34,24,37,26],[34,66,37,68],[40,12,40,14],[40,54,40,56],[42,12,42,14],[42,54,42,56],[44,12,44,14],[44,54,44,56],[54,22,58,22],[54,24,57,26],[54,66,57,68],[60,12,60,14],[60,54,60,56],[62,12,62,14],[62,54,62,56],[64,12,64,14],[64,54,64,56],[81,22,83,22],[81,24,82,26],[81,66,82,68],[85,12,85,14],[85,54,85,56],[87,12,87,14],[87,54,87,56],[97,22,99,22],[97,24,98,26],[97,66,98,68],[101,12,101,14],[101,54,101,56],[103,12,103,14],[103,54,103,56],[113,22,115,22],[113,24,114,26],[113,66,114,68],[117,12,117,14],[117,54,117,56],[119,12,119,14],[119,54,119,56],[128,10,128,12],[128,14,128,16],[128,18,128,20],[128,52,128,54],[128,56,128,58],[128,60,128,62],[130,10,130,12],[130,14,130,16],[130,18,130,20],[130,52,130,54],[130,56,130,58],[130,60,130,62],[134,20,138,20],[134,22,138,22],[134,62,138,62],[134,64,138,64],[136,70,137,72],[140,12,140,14],[140,54,140,56],[142,12,142,14],[142,54,142,56],[144,12,144,14],[144,54,144,56],[154,20,158,20],[154,22,158,22],[154,62,158,62],[154,64,158,64],[156,70,157,72],[160,12,160,14],[160,54,160,56],[162,12,162,14],[162,54,162,56],[164,12,164,14],[164,54,164,56],[174,20,178,20],[174,22,178,22],[174,62,178,62],[174,64,178,64],[176,70,177,72],[180,12,180,14],[180,54,180,56],[182,12,182,14],[182,54,182,56],[184,12,184,14],[184,54,184,56],[198,10,198,14],[215,10,215,12],[215,52,215,55],[215,56,215,58],[217,8,217,9],[217,10,217,13],[217,52,217,55],[217,56,217,59],[218,8,218,9],[218,10,218,13],[218,52,218,55],[218,56,218,59],[219,8,219,9],[219,10,219,13],[219,52,219,55],[219,56,219,59],[220,8,220,9],[220,10,220,13],[220,52,220,55],[220,56,220,59],[221,8,221,9],[221,10,221,13],[221,52,221,55],[221,56,221,59],[222,8,222,9],[222,10,222,13],[222,52,222,55],[222,56,222,59],[223,8,223,9],[223,10,223,13],[223,52,223,55],[223,56,223,59],[224,8,224,9],[224,10,224,13],[224,52,224,55],[224,56,224,59],[225,8,225,9],[225,10,225,13],[225,52,225,55],[225,56,225,59],[226,8,226,9],[226,10,226,13],[226,52,226,55],[226,56,226,59],[227,8,227,9],[227,10,227,13],[227,52,227,55],[227,56,227,59],[228,8,228,9],[228,10,228,13],[228,52,228,55],[228,56,228,59],[229,8,229,9],[229,10,229,13],[229,52,229,55],[229,56,229,59],[230,8,230,9],[230,10,230,13],[230,52,230,55],[230,56,230,59],[231,8,231,9],[231,10,231,13],[231,52,231,55],[231,56,231,59],[232,8,232,9],[232,10,232,13],[232,52,232,55],[232,56,232,59],[233,8,233,9],[233,10,233,13],[233,52,233,55],[233,56,233,59],[234,8,234,9],[234,10,234,13],[234,52,234,55],[234,56,234,59],[235,8,235,9],[235,10,235,13],[235,52,235,55],[235,56,235,59],[236,8,236,9],[236,10,236,13],[236,52,236,55],[236,56,236,59],[237,8,237,9],[237,10,237,13],[237,52,237,55],[237,56,237,59],[238,8,238,9],[238,10,238,13],[238,52,238,55],[238,56,238,59],[239,8,239,9],[239,10,239,13],[239,52,239,55],[239,56,239,59],[240,8,240,9],[240,10,240,13],[240,52,240,55],[240,56,240,59],[242,8,242,9],[242,10,242,13],[242,52,242,55],[242,56,242,59],[243,8,243,9],[243,10,243,13],[243,52,243,55],[243,56,243,59],[244,8,244,9],[244,10,244,13],[244,52,244,55],[244,56,244,59],[245,8,245,9],[245,10,245,13],[245,52,245,55],[245,56,245,59],[246,8,246,9],[246,10,246,13],[246,52,246,55],[246,56,246,59],[247,8,247,9],[247,10,247,13],[247,52,247,55],[247,56,247,59],[248,8,248,9],[248,10,248,13],[248,52,248,55],[248,56,248,59],[249,8,249,9],[249,10,249,13],[249,52,249,55],[249,56,249,59],[250,8,250,9],[250,10,250,13],[250,52,250,55],[250,56,250,59],[251,8,251,9],[251,10,251,13],[251,52,251,55],[251,56,251,59],[252,8,252,9],[252,10,252,13],[252,52,252,55],[252,56,252,59],[253,8,253,9],[253,10,253,13],[253,52,253,55],[253,56,253,59],[254,8,254,9],[254,10,254,13],[254,52,254,55],[254,56,254,59],[255,8,255,9],[255,10,255,13],[255,52,255,55],[255,56,255,59],[256,8,256,9],[256,10,256,13],[256,52,256,55],[256,56,256,59],[257,8,257,9],[257,10,257,13],[257,52,257,55],[257,56,257,59],[258,8,258,9],[258,10,258,13],[258,52,258,55],[258,56,258,59],[259,8,259,9],[259,10,259,13],[259,52,259,55],[259,56,259,59],[260,8,260,9],[260,10,260,13],[260,52,260,55],[260,56,260,59],[261,8,261,9],[261,10,261,13],[261,52,261,55],[261,56,261,59],[262,8,262,9],[262,10,262,13],[262,52,262,55],[262,56,262,59],[263,8,263,9],[263,10,263,13],[263,52,263,55],[263,56,263,59],[264,8,264,9],[264,10,264,13],[264,52,264,55],[264,56,264,59],[265,8,265,9],[265,10,265,13],[265,52,265,55],[265,56,265,59],[266,8,266,9],[266,10,266,13],[266,52,266,55],[266,56,266,59],[267,8,267,9],[267,10,267,13],[267,52,267,55],[267,56,267,59],[268,8,268,9],[268,10,268,13],[268,52,268,55],[268,56,268,59],[269,8,269,9],[269,10,269,13],[269,52,269,55],[269,56,269,59],[270,8,270,9],[270,10,270,13],[270,52,270,55],[270,56,270,59],[271,8,271,9],[271,10,271,13],[271,52,271,55],[271,56,271,59],[272,8,272,9],[272,10,272,13],[272,52,272,55],[272,56,272,59],[273,8,273,9],[273,10,273,13],[273,52,273,55],[273,56,273,59],[274,8,274,9],[274,10,274,13],[274,52,274,55],[274,56,274,59],[275,8,275,9],[275,10,275,13],[275,52,275,55],[275,56,275,59],[276,8,276,9],[276,10,276,13],[276,52,276,55],[276,56,276,59],[277,8,277,9],[277,10,277,13],[277,52,277,55],[277,56,277,59],[278,8,278,9],[278,10,278,13],[278,52,278,55],[278,56,278,59],[279,8,279,9],[279,10,279,13],[279,52,279,55],[279,56,279,59],[280,8,280,9],[280,10,280,13],[280,52,280,55],[280,56,280,59],[281,8,281,9],[281,10,281,13],[281,52,281,55],[281,56,281,59],[283,8,283,9],[283,10,283,13],[283,52,283,55],[283,56,283,59],[284,8,284,9],[284,10,284,13],[284,52,284,55],[284,56,284,59],[285,8,285,9],[285,10,285,13],[285,52,285,55],[285,56,285,59],[286,8,286,9],[286,10,286,13],[286,52,286,55],[286,56,286,59],[287,8,287,9],[287,10,287,13],[287,52,287,55],[287,56,287,59],[288,8,288,9],[288,10,288,13],[288,52,288,55],[288,56,288,59],[289,8,289,9],[289,10,289,13],[289,52,289,55],[289,56,289,59],[290,8,290,9],[290,10,290,13],[290,52,290,55],[290,56,290,59],[291,8,291,9],[291,10,291,13],[291,52,291,55],[291,56,291,59],[292,8,292,9],[292,10,292,13],[292,52,292,55],[292,56,292,59],[293,8,293,9],[293,10,293,13],[293,52,293,55],[293,56,293,59],[294,8,294,9],[294,10,294,13],[294,52,294,55],[294,56,294,59],[295,8,295,9],[295,10,295,13],[295,52,295,55],[295,56,295,59],[296,8,296,9],[296,10,296,13],[296,52,296,55],[296,56,296,59],[297,8,297,9],[297,10,297,13],[297,52,297,55],[297,56,297,59],[298,8,298,9],[298,10,298,13],[298,52,298,55],[298,56,298,59],[299,8,299,9],[299,10,299,13],[299,52,299,55],[299,56,299,59],[300,8,300,9],[300,10,300,13],[300,52,300,55],[300,56,300,59],[301,8,301,9],[301,10,301,13],[301,52,301,55],[301,56,301,59],[302,8,302,9],[302,10,302,13],[302,52,302,55],[302,56,302,59],[303,8,303,9],[303,10,303,13],[303,52,303,55],[303,56,303,59],[304,8,304,9],[304,10,304,13],[304,52,304,55],[304,56,304,59],[305,8,305,9],[305,10,305,13],[305,52,305,55],[305,56,305,59],[306,8,306,9],[306,10,306,13],[306,52,306,55],[306,56,306,59],[307,8,307,9],[307,10,307,13],[307,52,307,55],[307,56,307,59],[308,8,308,9],[308,10,308,13],[308,52,308,55],[308,56,308,59],[309,8,309,9],[309,10,309,13],[309,52,309,55],[309,56,309,59],[310,8,310,9],[310,10,310,13],[310,52,310,55],[310,56,310,59],[311,8,311,9],[311,10,311,13],[311,52,311,55],[311,56,311,59],[312,8,312,9],[312,10,312,13],[312,52,312,55],[312,56,312,59],[313,8,313,9],[313,10,313,13],[313,52,313,55],[313,56,313,59],[314,8,314,9],[314,10,314,13],[314,52,314,55],[314,56,314,59],[315,8,315,9],[315,10,315,13],[315,52,315,55],[315,56,315,59],[316,8,316,9],[316,10,316,13],[316,52,316,55],[316,56,316,59],[317,8,317,9],[317,10,317,13],[317,52,317,55],[317,56,317,59],[318,8,318,9],[318,10,318,13],[318,52,318,55],[318,56,318,59],[319,8,319,9],[319,10,319,13],[319,52,319,55],[319,56,319,59],[320,8,320,9],[320,10,320,13],[320,52,320,55],[320,56,320,59],[321,8,321,9],[321,10,321,13],[321,52,321,55],[321,56,321,59],[322,8,322,9],[322,10,322,13],[322,52,322,55],[322,56,322,59],[324,8,324,9],[324,10,324,13],[324,52,324,55],[324,56,324,59],[325,8,325,9],[325,10,325,13],[325,52,325,55],[325,56,325,59],[326,8,326,9],[326,10,326,13],[326,52,326,55],[326,56,326,59],[327,8,327,9],[327,10,327,13],[327,52,327,55],[327,56,327,59],[328,8,328,9],[328,10,328,13],[328,52,328,55],[328,56,328,59],[329,8,329,9],[329,10,329,13],[329,52,329,55],[329,56,329,59],[330,8,330,9],[330,10,330,13],[330,52,330,55],[330,56,330,59],[331,8,331,9],[331,10,331,13],[331,52,331,55],[331,56,331,59],[332,8,332,9],[332,10,332,13],[332,52,332,55],[332,56,332,59],[333,8,333,9],[333,10,333,13],[333,52,333,55],[333,56,333,59],[334,8,334,9],[334,10,334,13],[334,52,334,55],[334,56,334,59],[335,8,335,9],[335,10,335,13],[335,52,335,55],[335,56,335,59],[336,8,336,9],[336,10,336,13],[336,52,336,55],[336,56,336,59],[337,8,337,9],[337,10,337,13],[337,52,337,55],[337,56,337,59],[338,8,338,9],[338,10,338,13],[338,52,338,55],[338,56,338,59],[339,8,339,9],[339,10,339,13],[339,52,339,55],[339,56,339,59],[340,8,340,9],[340,10,340,13],[340,52,340,55],[340,56,340,59],[341,8,341,9],[341,10,341,13],[341,52,341,55],[341,56,341,59],[342,8,342,9],[342,10,342,13],[342,52,342,55],[342,56,342,59],[343,8,343,9],[343,10,343,13],[343,52,343,55],[343,56,343,59],[344,8,344,9],[344,10,344,13],[344,52,344,55],[344,56,344,59],[345,8,345,9],[345,10,345,13],[345,52,345,55],[345,56,345,59],[346,8,346,9],[346,10,346,13],[346,52,346,55],[346,56,346,59],[347,8,347,9],[347,10,347,13],[347,52,347,55],[347,56,347,59],[348,8,348,9],[348,10,348,13],[348,52,348,55],[348,56,348,59],[349,8,349,9],[349,10,349,13],[349,52,349,55],[349,56,349,59],[350,8,350,9],[350,10,350,13],[350,52,350,55],[350,56,350,59],[351,8,351,9],[351,10,351,13],[351,52,351,55],[351,56,351,59],[352,8,352,9],[352,10,352,13],[352,52,352,55],[352,56,352,59],[353,8,353,9],[353,10,353,13],[353,52,353,55],[353,56,353,59],[354,8,354,9],[354,10,354,13],[354,52,354,55],[354,56,354,59],[355,8,355,9],[355,10,355,13],[355,52,355,55],[355,56,355,59],[356,8,356,9],[356,10,356,13],[356,52,356,55],[356,56,356,59],[357,8,357,9],[357,10,357,13],[357,52,357,55],[357,56,357,59],[358,8,358,9],[358,10,358,13],[358,52,358,55],[358,56,358,59],[359,8,359,9],[359,10,359,13],[359,52,359,55],[359,56,359,59],[360,8,360,9],[360,10,360,13],[360,52,360,55],[360,56,360,59],[361,8,361,9],[361,10,361,13],[361,52,361,55],[361,56,361,59],[362,8,362,9],[362,10,362,13],[362,52,362,55],[362,56,362,59],[363,8,363,9],[363,10,363,13],[363,52,363,55],[363,56,363,59],[365,8,365,9],[365,10,365,13],[365,52,365,55],[365,56,365,59],[366,8,366,9],[366,10,366,13],[366,52,366,55],[366,56,366,59],[367,8,367,9],[367,10,367,13],[367,52,367,55],[367,56,367,59],[368,8,368,9],[368,10,368,13],[368,52,368,55],[368,56,368,59],[369,8,369,9],[369,10,369,13],[369,52,369,55],[369,56,369,59],[370,8,370,9],[370,10,370,13],[370,52,370,55],[370,56,370,59],[374,10,374,12],[375,10,375,12],[376,10,376,12],[377,10,377,12],[378,10,378,12],[382,10,382,12],[383,10,383,12],[384,10,384,12],[385,10,385,12],[386,10,386,12],[390,10,390,12],[391,10,391,12],[392,10,392,12],[393,10,393,12],[394,10,394,12],[407,10,407,12],[407,14,407,16],[407,18,407,20],[411,10,411,12],[411,52,411,54],[428,10,428,12],[428,14,428,16],[428,18,428,20],[432,7,471,30]]}
[]
[null,"Gebäude-Energie-Analyse-Tool"]
[null,"Var A",null,"Var B",null,"Var C",{"$nulls":40},"Var A",null,"Var B",null,"Var C"]
[{"$nulls":7},"J. Varianten: Erfassung der Gebäudetechnik",{"$nulls":16},"Berechnung mit Daten nach ",null,{"$f":"IF(GT!Z2=1,\"KBOB\",\"GEAK\")","v":"KBOB"},{"$nulls":4},"emiss","primenfa","JAZ","Effizienz","JAZ/eff",null,"Anteil Q für Heizung","A_%","B_%","C_%","Anteil Q für WW","A_%","B_%","C_%",{"$nulls":7},"J. IST - Zustand (Erfassung der Gebäudetechnik für Varianten)",{"$nulls":13},"Berechnung mit Daten nach ",null,{"$f":"IF(GT!Z2=1,\"KBOB\",\"GEAK\")","v":"KBOB"},{"$nulls":4},"JAZ/eff","Anteil Q für Heizung","A_%","B_%","C_%","Anteil Q für WW","A_%","B_%","C_%"]
[{"$nulls":7},"De-/Aktiviere Gebäudetechnik-Elemente pro Variante aus Massnahmen (Erfassung links, orange) und IST-Zustand (rechts, blau). Bemerkungen unten rechts einfügen. "]
[]
[{"$nulls":7},"1 Heizwärme",null,null,{"$f":"IF(Kat_1=0,\"keine Auswahl\",\"Kat.1: \" & TEXT(Kat_1, \"0\"))","v":"keine Auswahl"},{"$nulls":3},{"$f":"IF(Kat_2=0,\"keine Auswahl\",\"Kat.2: \" & TEXT(Kat_2, \"0\"))","v":"keine Auswahl"},{"$nulls":3},{"$f":"IF(Kat_3=0,\"keine Auswahl\",\"Kat.3: \" & TEXT(Kat_3, \"0\"))","v":"keine Auswahl"},{"$nulls":33},{"$f":"H7","v":"1 Heizwärme"},{"$nulls":30},"Kommentare:"]
[]
[{"$nulls":7},"Wärmeverteilung",{"$nulls":43},{"$f":"IF(Kat_1=0,\"keine Auswahl\",\"Kat.1: \" & TEXT(Kat_1, \"0\"))","v":"keine Auswahl"},{"$nulls":3},{"$f":"IF(Kat_2=0,\"keine Auswahl\",\"Kat.2: \" & TEXT(Kat_2, \"0\"))","v":"keine Auswahl"},{"$nulls":3},{"$f":"IF(Kat_3=0,\"keine Auswahl\",\"Kat.3: \" & TEXT(Kat_3, \"0\"))","v":"keine Auswahl"}]
[{"$nulls":52},{"$f":"IF(GT!E7=\"\",\"-\",IF(GT!E7=\"Andere\",GT!E8,GT!E7))","v":"-"},null,null,{"$f":"GT!H7","v":0},{"$f":"IF(GT!I7=\"\",\"-\",IF(GT!I7=\"Andere\",GT!I8,GT!I7))","v":"-"},null,null,{"$f":"GT!L7","v":0},{"$f":"IF(GT!M7=\"\",\"-\",IF(GT!M7=\"Andere\",GT!M8,GT!M7))","v":"-"}]
[]
[{"$nulls":7},"Dämmdicke Leitungen [cm]",{"$nulls":44},{"$f":"IF(GT!E10=\"\",\"-\",GT!E10)","v":"-"},{"$nulls":3},{"$f":"IF(GT!I10=\"\",\"-\",GT!I10)","v":"-"},{"$nulls":3},{"$f":"IF(GT!M10=\"\",\"-\",GT!M10)","v":"-"}]
[{"$nulls":12},{"$f":"IF(AND(Kat_1=0,Kat_2=0,Kat_3=0),\"Bitte Kategorie(n) wählen (-> Gebäudeinformationen)\",\"\")","v":"Bitte Kategorie(n) wählen (-> Gebäudeinformationen)"}]
[{"$nulls":7},{"$f":"IF(Kat_1=0,\"1.1: keine Auswahl\",\"1.1: \" & TEXT(Kat_1, \"0\"))","v":"1.1: keine Auswahl"}]
[{"$nulls":66},"Kosten [CHF/a]:"]
[{"$nulls":8},{"$f":"IF(Kat_1=0,\"\",\"Verbrauch\")","v":""},{"$nulls":3},"[kWh/a]",{"$nulls":41},"[kWh/a]"]
[null,false,{"$f":"IF(AND(NOT(ISBLANK($I17)),B17),\"x\",\"\")","v":""},false,{"$f":"IF(AND(NOT(ISBLANK($I17)),D17),\"x\",\"\")","v":""},false,{"$f":"IF(AND(NOT(ISBLANK($I17)),F17),\"x\",\"\")","v":""},null,{"$f":"IF(Kat_1=0,\"\",\"(Verbrauch Variante)\")","v":""},{"$nulls":3},"[kWh/a]",null,{"$f":"IF(NOT(ISBLANK(K17)),\"-> Eingabe nicht empfohlen!\",\"\")","v":""}]
[{"$nulls":8},"Beachte: Die aktivierten Anteile pro Variante müssen sich nicht auf total 100% summieren (Anteil an Gesamtsumme wird berechnet). ",{"$nulls":13},"Investitions-\nKosten[CHF]",null,"Kosten [CHF/a]:",{"$nulls":27},"Beachte: Anteile pro Variante müssen nicht auf total 100% summieren"]
[{"$nulls":8},"Bezeichnung Erzeuger:",null,"Anteil [%]:",null,"Typ:",{"$nulls":3},"Effizienz [%]:",null,"JAZ:",null,"Leistung [kW]:",{"$nulls":3},"Betrieb:",null,"Instandhalt.:",{"$nulls":25},"Anteil [%]:",null,"Typ:",{"$nulls":3},"Effizienz:",null,"JAZ:",null,"Leistung [kW]:",null,"Baujahr:",null,"Betrieb:",null,"Instandhalt.:"]
[]
[null,false,{"$f":"IF(AND(NOT(ISBLANK($I21)),B21),\"x\",\"\")","v":""},false,{"$f":"IF(AND(NOT(ISBLANK($I21)),D21),\"x\",\"\")","v":""},false,{"$f":"IF(AND(NOT(ISBLANK($I21)),F21),\"x\",\"\")","v":""},{"$nulls":9},{"$f":"IF(M21=\"\",\"\",0.9)","v":""},null,{"$f":"IFERROR(IF(_xlfn.XLOOKUP(M21,Daten!$A$309:$A$357,Daten!$L$309:$L$357)=1,_xlfn.XLOOKUP(M21,Daten!$A$309:$A$357,Daten!$K$309:$K$357,\"\"),\"\"),\"\")","v":""},{"$nulls":14},{"$f":"IF(ISNUMBER(S21),S21,_xlfn.XLOOKUP(M21,Daten!$A$309:$A$357,Daten!$K$309:$K$357,1))","v":1},{"$f":"IF(ISNUMBER(Q21),Q21,0.9)","v":0.9},{"$f":"IFERROR(IF(_xlfn.XLOOKUP($M21,Daten!$A$309:$A$357,Daten!$L$309:$L$357)<>0,$AH21,$AI21),1)","v":1},null,null,{"$f":"IFERROR(IF(C21=\"x\",K21/(SUMIF(C21:C25,\"x\",K21:K25)+SUMIF(AV21:AV25,\"x\",BA21:BA25)),0),0)","v":{"v":0,"d":"0%"}},{"$f":"IFERROR(IF(E21=\"x\",K21/(SUMIF(E21:E25,\"x\",K21:K25)+SUMIF(AX21:AX25,\"x\",BA21:BA25)),0),0)","v":{"v":0,"d":"0%"}},{"$f":"IFERROR(IF(G21=\"x\",K21/(SUMIF(G21:G25,\"x\",K21:K25)+SUMIF(AZ21:AZ25,\"x\",BA21:BA25)),0),0)","v":{"v":0,"d":"0%"}},{"$nulls":5},false,{"$f":"IF(AND(NOT($BA21=\"-\"),AU21),\"x\",\"\")","v":""},false,{"$f":"IF(AND(NOT($BA21=\"-\"),AW21),\"x\",\"\")","v":""},false,{"$f":"IF(AND(NOT($BA21=\"-\"),AY21),\"x\",\"\")","v":""},{"$f":"IF(GT!E18=\"\",\"-\",GT!E18)","v":"-"},null,{"$f":"IF(GT!G18=\"\",\"-\",GT!G18)","v":"-"},{"$nulls":3},{"$f":"IF(GT!K18=\"\",\"-\",GT!K18)","v":"-"},null,{"$f":"IF(GT!M18=\"\",\"-\",GT!M18)","v":"-"},null,{"$f":"IF(GT!O18=\"\",\"-\",GT!O18)","v":"-"},null,{"$f":"IF(GT!Q18=\"\",\"-\",GT!Q18)","v":"-"},null,{"$f":"IF(GT!S18=\"\",\"-\",GT!S18)","v":"-"},null,{"$f":"IF(GT!U18=\"\",\"-\",GT!U18)","v":"-"},{"$nulls":4},{"$f":"GT!AI18","v":1},null,{"$f":"IFERROR(IF(AV21=\"x\",BA21/(SUMIF(C21:C25,\"x\",K21:K25)+SUMIF(AV21:AV25,\"x\",BA21:BA25)),0),0)","v":{"v":0,"d":"0%"}},{"$f":"IFERROR(IF(AX21=\"x\",BA21/(SUMIF(E21:E25,\"x\",K21:K25)+SUMIF(AX21:AX25,\"x\",BA21:BA25)),0),0)","v":{"v":0,"d":"0%"}},{"$f":"IFERROR(IF(AZ21=\"x\",BA21/(SUMIF(G21:G25,\"x\",K21:K25)+SUMIF(AZ21:AZ25,\"x\",BA21:BA25)),0),0)","v":{"v":0,"d":"0%"}}]
[]
[null,false,{"$f":"IF(AND(NOT(ISBLANK($I23)),B23),\"x\",\"\")","v":""},false,{"$f":"IF(AND(NOT(ISBLANK($I23)),D23),\"x\",\"\")","v":""},false,{"$f":"IF(AND(NOT(ISBLANK($I23)),F23),\"x\",\"\")","v":""},{"$nulls":9},{"$f":"IF(M23=\"\",\"\",0.9)","v":""},null,{"$f":"IFERROR(IF(_xlfn.XLOOKUP(M23,Daten!$A$309:$A$357,Daten!$L$309:$L$357)=1,_xlfn.XLOOKUP(M23,Daten!$A$309:$A$357,Daten!$K$309:$K$357,\"\"),\"\"),\"\")","v":""},{"$nulls":14},{"$f":"IF(ISNUMBER(S23),S23,_xlfn.XLOOKUP(M23,Daten!$A$309:$A$357,Daten!$K$309:$K$357,1))","v":1},{"$f":"IF(ISNUMBER(Q23),Q23,0.9)","v":0.9},{"$f":"IFERROR(IF(_xlfn.XLOOKUP($M23,Daten!$A$309:$A$357,Daten!$L$309:$L$357)<>0,$AH23,$AI23),1)","v":1},null,null,{"$f":"IFERROR(IF(C23=\"x\",K23/(SUMIF(C21:C25,\"x\",K21:K25)+SUMIF(AV21:AV25,\"x\",BA21:BA25)),0),0)","v":{"v":0,"d":"0%"}},{"$f":"IFERROR(IF(E23=\"x\",K23/(SUMIF(E21:E25,\"x\",K21:K25)+SUMIF(AX21:AX25,\"x\",BA21:BA25)),0),0)","v":{"v":0,"d":"0%"}},{"$f":"IFERROR(IF(G23=\"x\",K23/(SUMIF(G21:G25,\"x\",K21:K25)+SUMIF(AZ21:AZ25,\"x\",BA21:BA25)),0),0)","v":{"v":0,"d":"0%"}},{"$nulls":5},false,{"$f":"IF(AND(NOT($BA23=\"-\"),AU23),\"x\",\"\")","v":""},false,{"$f":"IF(AND(NOT($BA23=\"-\"),AW23),\"x\",\"\")","v":""},false,{"$f":"IF(AND(NOT($BA23=\"-\"),AY23),\"x\",\"\")","v":""},{"$f":"IF(GT!E20=\"\",\"-\",GT!E20)","v":"-"},null,{"$f":"IF(GT!G20=\"\",\"-\",GT!G20)","v":"-"},{"$nulls":3},{"$f":"IF(GT!K20=\"\",\"-\",GT!K20)","v":"-"},null,{"$f":"IF(GT!M20=\"\",\"-\",GT!M20)","v":"-"},null,{"$f":"IF(GT!O20=\"\",\"-\",GT!O20)","v":"-"},null,{"$f":"IF(GT!Q20=\"\",\"-\",GT!Q20)","v":"-"},null,{"$f":"IF(GT!S20=\"\",\"-\",GT!S20)","v":"-"},null,{"$f":"IF(GT!U20=\"\",\"-\",GT!U20)","v":"-"},{"$nulls":4},{"$f":"GT!AI20","v":1},null,{"$f":"IFERROR(IF(AV23=\"x\",BA23/(SUMIF(C21:C25,\"x\",K21:K25)+SUMIF(AV21:AV25,\"x\",BA21:BA25)),0),0)","v":{"v":0,"d":"0%"}},{"$f":"IFERROR(IF(AX23=\"x\",BA23/(SUMIF(E21:E25,\"x\",K21:K25)+SUMIF(AX21:AX25,\"x\",BA21:BA25)),0),0)","v":{"v":0,"d":"0%"}},{"$f":"IFERROR(IF(AZ23=\"x\",BA23/(SUMIF(G21:G25,\"x\",K21:K25)+SUMIF(AZ21:AZ25,\"x\",BA21:BA25)),0),0)","v":{"v":0,"d":"0%"}}]
[]
[null,false,{"$f":"IF(AND(NOT(ISBLANK($I25)),B25),\"x\",\"\")","v":""},false,{"$f":"IF(AND(NOT(ISBLANK($I25)),D25),\"x\",\"\")","v":""},false,{"$f":"IF(AND(NOT(ISBLANK($I25)),F25),\"x\",\"\")","v":""},{"$nulls":9},{"$f":"IF(M25=\"\",\"\",0.9)","v":""},null,{"$f":"IFERROR(IF(_xlfn.XLOOKUP(M25,Daten!$A$309:$A$357,Daten!$L$309:$L$357)=1,_xlfn.XLOOKUP(M25,Daten!$A$309:$A$357,Daten!$K$309:$K$357,\"\"),\"\"),\"\")","v":""},{"$nulls":14},{"$f":"IF(ISNUMBER(S25),S25,_xlfn.XLOOKUP(M25,Daten!$A$309:$A$357,Daten!$K$309:$K$357,1))","v":1},{"$f":"IF(ISNUMBER(Q25),Q25,0.9)","v":0.9},{"$f":"IFERROR(IF(_xlfn.XLOOKUP($M25,Daten!$A$309:$A$357,Daten!$L$309:$L$357)<>0,$AH25,$AI25),1)","v":1},null,null,{"$f":"IFERROR(IF(C25=\"x\",K25/(SUMIF(C21:C25,\"x\",K21:K25)+SUMIF(AV21:AV25,\"x\",BA21:BA25)),0),0)","v":{"v":0,"d":"0%"}},{"$f":"IFERROR(IF(E21=\"x\",K25/(SUMIF(E21:E25,\"x\",K21:K25)+SUMIF(AX21:AX25,\"x\",BA21:BA25)),0),0)","v":{"v":0,"d":"0%"}},{"$f":"IFERROR(IF(G25=\"x\",K25/(SUMIF(G21:G25,\"x\",K21:K25)+SUMIF(AZ21:AZ25,\"x\",BA21:BA25)),0),0)","v":{"v":0,"d":"0%"}},{"$nulls":5},false,{"$f":"IF(AND(NOT($BA25=\"-\"),AU25),\"x\",\"\")","v":""},false,{"$f":"IF(AND(NOT($BA25=\"-\"),AW25),\"x\",\"\")","v":""},false,{"$f":"IF(AND(NOT($BA25=\"-\"),AY25),\"x\",\"\")","v":""},{"$f":"IF(GT!E22=\"\",\"-\",GT!E22)","v":"-"},null,{"$f":"IF(GT!G22=\"\",\"-\",GT!G22)","v":"-"},{"$nulls":3},{"$f":"IF(GT!K22=\"\",\"-\",GT!K22)","v":"-"},null,{"$f":"IF(GT!M22=\"\",\"-\",GT!M22)","v":"-"},null,{"$f":"IF(GT!O22=\"\",\"-\",GT!O22)","v":"-"},null,{"$f":"IF(GT!Q22=\"\",\"-\",GT!Q22)","v":"-"},null,{"$f":"IF(GT!S22=\"\",\"-\",GT!S22)","v":"-"},null,{"$f":"IF(GT!U22=\"\",\"-\",GT!U22)","v":"-"},{"$nulls":4},{"$f":"GT!AI22","v":1},null,{"$f":"IFERROR(IF(AV25=\"x\",BA25/(SUMIF(C21:C25,\"x\",K21:K25)+SUMIF(AV21:AV25,\"x\",BA21:BA25)),0),0)","v":{"v":0,"d":"0%"}},{"$f":"IFERROR(IF(AX25=\"x\",BA25/(SUMIF(E21:E25,\"x\",K21:K25)+SUMIF(AX21:AX25,\"x\",BA21:BA25)),0),0)","v":{"v":0,"d":"0%"}},{"$f":"IFERROR(IF(AZ25=\"x\",BA25/(SUMIF(G21:G25,\"x\",K21:K25)+SUMIF(AZ21:AZ25,\"x\",BA21:BA25)),0),0)","v":{"v":0,"d":"0%"}}]
[]
[{"$nulls":8},{"$f":"IF(Kat_1=0,\"\",\"Standardwerte überschreiben:\")","v":""},{"$nulls":3},{"$f":"IF(Kat_1=0,\"\",\"Emissionen\")","v":""},{"$nulls":3},{"$f":"IF(Kat_1=0,\"\",\"Primärenergiefaktor\")","v":""},{"$nulls":37},{"$f":"IF(GT!G24=\"\",\"-\",GT!G24)","v":"-"},{"$nulls":3},{"$f":"IF(GT!K24=\"\",\"-\",GT!K24)","v":"-"}]
[]
[{"$nulls":10},{"$f":"IF(OR(Kat_1=0,I21=0),\"\",I21)","v":""},null,{"$f":"IF(AF29=0,\"\",AF29)","v":""},null,"[kgCO2eq/kWh]",null,{"$f":"IF(AG29=0,\"\",AG29)","v":""},null,"[kWhPrE/kWhEndE]",{"$nulls":12},{"$f":"IFERROR(IF(_xlfn.XLOOKUP(M21,Daten!$A$309:$A$357,Daten!$L$309:$L$357),IF(GT!$Z$2=2,Daten!$I$362,Daten!$E$362),\n_xlfn.XLOOKUP(M21,Daten!$A$309:$A$357,IF(GT!$Z$2=2,Daten!$I$309:$I$357,Daten!$E$309:$E$357))),0)","v":{"v":0,"d":"0.0000"}},{"$f":"IFERROR(IF(_xlfn.XLOOKUP(M21,Daten!$A$309:$A$357,Daten!$L$309:$L$357),IF(GT!$Z$2=2,Daten!$G$362,Daten!$C$362),\n_xlfn.XLOOKUP(M21,Daten!$A$309:$A$357,IF(GT!$Z$2=2,Daten!$G$309:$G$357,Daten!$C$309:$C$357))),0)","v":{"v":0,"d":"0.0000"}},{"$nulls":21},{"$f":"IF(GT!G26=\"\",IF(GT!Z26=0,\"-\",GT!Z26),GT!G26)","v":"-"},{"$nulls":3},{"$f":"IF(GT!K26=\"\",IF(GT!AA26=0,\"-\",GT!AA26),GT!K26)","v":"-"}]
[]
[{"$nulls":10},{"$f":"IF(OR(Kat_1=0,I23=0),\"\",I23)","v":""},null,{"$f":"IF(AF31=0,\"\",AF31)","v":""},null,"[kgCO2eq/kWh]",null,{"$f":"IF(AG31=0,\"\",AG31)","v":""},null,"[kWhPrE/kWhEndE]",{"$nulls":12},{"$f":"IFERROR(IF(_xlfn.XLOOKUP(M23,Daten!$A$309:$A$357,Daten!$L$309:$L$357),IF(GT!$Z$2=2,Daten!$I$362,Daten!$E$362),\n_xlfn.XLOOKUP(M23,Daten!$A$309:$A$357,IF(GT!$Z$2=2,Daten!$I$309:$I$357,Daten!$E$309:$E$357))),0)","v":{"v":0,"d":"0.0000"}},{"$f":"IFERROR(IF(_xlfn.XLOOKUP(M23,Daten!$A$309:$A$357,Daten!$L$309:$L$357),IF(GT!$Z$2=2,Daten!$G$362,Daten!$C$362),\n_xlfn.XLOOKUP(M23,Daten!$A$309:$A$357,IF(GT!$Z$2=2,Daten!$G$309:$G$357,Daten!$C$309:$C$357))),0)","v":{"v":0,"d":"0.0000"}},{"$nulls":21},{"$f":"IF(GT!G28=\"\",IF(GT!Z28=0,\"-\",GT!Z28),GT!G28)","v":"-"},{"$nulls":3},{"$f":"IF(GT!K28=\"\",IF(GT!AA28=0,\"-\",GT!AA28),GT!K28)","v":"-"}]
[]
[{"$nulls":10},{"$f":"IF(OR(Kat_1=0,I25=0),\"\",I25)","v":""},null,{"$f":"IF(AF33=0,\"\",AF33)","v":""},null,"[kgCO2eq/kWh]",null,{"$f":"IF(AG33=0,\"\",AG33)","v":""},null,"[kWhPrE/kWhEndE]",{"$nulls":12},{"$f":"IFERROR(IF(_xlfn.XLOOKUP(M25,Daten!$A$309:$A$357,Daten!$L$309:$L$357),IF(GT!$Z$2=2,Daten!$I$362,Daten!$E$362),\n_xlfn.XLOOKUP(M25,Daten!$A$309:$A$357,IF(GT!$Z$2=2,Daten!$I$309:$I$357,Daten!$E$309:$E$357))),0)","v":{"v":0,"d":"0.0000"}},{"$f":"IFERROR(IF(_xlfn.XLOOKUP(M25,Daten!$A$309:$A$357,Daten!$L$309:$L$357),IF(GT!$Z$2=2,Daten!$G$362,Daten!$C$362),\n_xlfn.XLOOKUP(M25,Daten!$A$309:$A$357,IF(GT!$Z$2=2,Daten!$G$309:$G$357,Daten!$C$309:$C$357))),0)","v":{"v":0,"d":"0.0000"}},{"$nulls":21},{"$f":"IF(GT!G30=\"\",IF(GT!Z30=0,\"-\",GT!Z30),GT!G30)","v":"-"},{"$nulls":3},{"$f":"IF(GT!K30=\"\",IF(GT!AA30=0,\"-\",GT!AA30),GT!K30)","v":"-"}]
[]
[{"$nulls":7},{"$f":"IF(Kat_2=0,\"1.2: keine Auswahl\",\"1.2: \" & TEXT(Kat_2, \"0\"))","v":"1.2: keine Auswahl"},{"$nulls":14},"Investitions-\nKosten[CHF]",null,"Kosten [CHF/a]:",{"$nulls":41},"Kosten [CHF/a]:"]
[]
[{"$nulls":8},{"$f":"IF(Kat_2=0,\"\",\"Verbrauch\")","v":""},{"$nulls":3},"[kWh/a]",{"$nulls":41},"[kWh/a]"]
[null,false,{"$f":"IF(AND(NOT(ISBLANK($I38)),B38),\"x\",\"\")","v":""},false,{"$f":"IF(AND(NOT(ISBLANK($I38)),D38),\"x\",\"\")","v":""},false,{"$f":"IF(AND(NOT(ISBLANK($I38)),F38),\"x\",\"\")","v":""},null,{"$f":"IF(Kat_2=0,\"\",\"(Verbrauch Variante)\")","v":""},{"$nulls":3},"[kWh/a]",null,{"$f":"IF(NOT(ISBLANK(K38)),\"-> Eingabe nicht empfohlen!\",\"\")","v":""}]
[{"$nulls":8},"Bezeichnung Erzeuger:",null,"Anteil [%]:",null,"Typ:",{"$nulls":3},"Effizienz [%]:",null,"JAZ:",null,"Leistung [kW]:",{"$nulls":3},"Betrieb:",null,"Instandhalt.:",{"$nulls":25},"Anteil [%]:",null,"Typ:",{"$nulls":3},"Effizienz:",null,"JAZ:",null,"Leistung [kW]:",null,"Baujahr:",null,"Betrieb:",null,"Instandhalt.:"]
[]
[null,false,{"$f":"IF(AND(NOT(ISBLANK($I41)),B41),\"x\",\"\")","v":""},false,{"$f":"IF(AND(NOT(ISBLANK($I41)),D41),\"x\",\"\")","v":""},false,{"$f":"IF(AND(NOT(ISBLANK($I41)),F41),\"x\",\"\")","v":""},{"$nulls":9},{"$f":"IF(M41=\"\",\"\",0.9)","v":""},null,{"$f":"IFERROR(IF(_xlfn.XLOOKUP(M41,Daten!$A$309:$A$357,Daten!$L$309:$L$357)=1,_xlfn.XLOOKUP(M41,Daten!$A$309:$A$357,Daten!$K$309:$K$357,\"\"),\"\"),\"\")","v":""},{"$nulls":14},{"$f":"IF(ISNUMBER(S41),S41,_xlfn.XLOOKUP(M41,Daten!$A$309:$A$357,Daten!$K$309:$K$357,1))","v":1},{"$f":"IF(ISNUMBER(Q41),Q41,0.9)","v":0.9},{"$f":"IFERROR(IF(_xlfn.XLOOKUP($M41,Daten!$A$309:$A$357,Daten!$L$309:$L$357)<>0,$AH41,$AI41),1)","v":1},null,null,{"$f":"IFERROR(IF(C41=\"x\",K41/(SUMIF(C41:C45,\"x\",K41:K45)+SUMIF(AV41:AV45,\"x\",BA41:BA45)),0),0)","v":{"v":0,"d":"0%"}},{"$f":"IFERROR(IF(E41=\"x\",K41/(SUMIF(E41:E45,\"x\",K41:K45)+SUMIF(AX41:AX45,\"x\",BA41:BA45)),0),0)","v":{"v":0,"d":"0%"}},{"$f":"IFERROR(IF(G41=\"x\",K41/(SUMIF(G41:G45,\"x\",K41:K45)+SUMIF(AZ41:AZ45,\"x\",BA41:BA45)),0),0)","v":{"v":0,"d":"0%"}},{"$nulls":5},false,{"$f":"IF(AND(NOT($BA41=\"-\"),AU41),\"x\",\"\")","v":""},false,{"$f":"IF(AND(NOT($BA41=\"-\"),AW41),\"x\",\"\")","v":""},false,{"$f":"IF(AND(NOT($BA41=\"-\"),AY41),\"x\",\"\")","v":""},{"$f":"IF(GT!E38=\"\",\"-\",GT!E38)","v":"-"},null,{"$f":"IF(GT!G38=\"\",\"-\",GT!G38)","v":"-"},{"$nulls":3},{"$f":"IF(GT!K38=\"\",\"-\",GT!K38)","v":"-"},null,{"$f":"IF(GT!M38=\"\",\"-\",GT!M38)","v":"-"},null,{"$f":"IF(GT!O38=\"\",\"-\",GT!O38)","v":"-"},null,{"$f":"IF(GT!Q38=\"\",\"-\",GT!Q38)","v":"-"},null,{"$f":"IF(GT!S38=\"\",\"-\",GT!S38)","v":"-"},null,{"$f":"IF(GT!U38=\"\",\"-\",GT!U38)","v":"-"},{"$nulls":4},{"$f":"GT!AI38","v":1},null,{"$f":"IFERROR(IF(AV41=\"x\",BA41/(SUMIF(C41:C45,\"x\",K41:K45)+SUMIF(AV41:AV45,\"x\",BA41:BA45)),0),0)","v":{"v":0,"d":"0%"}},{"$f":"IFERROR(IF(AX41=\"x\",BA41/(SUMIF(E41:E45,\"x\",K41:K45)+SUMIF(AX41:AX45,\"x\",BA41:BA45)),0),0)","v":{"v":0,"d":"0%"}},{"$f":"IFERROR(IF(AZ41=\"x\",BA41/(SUMIF(G41:G45,\"x\",K41:K45)+SUMIF(AZ41:AZ45,\"x\",BA41:BA45)),0),0)","v":{"v":0,"d":"0%"}}]
[]
[null,false,{"$f":"IF(AND(NOT(ISBLANK($I43)),B43),\"x\",\"\")","v":""},false,{"$f":"IF(AND(NOT(ISBLANK($I43)),D43),\"x\",\"\")","v":""},false,{"$f":"IF(AND(NOT(ISBLANK($I43)),F43),\"x\",\"\")","v":""},{"$nulls":9},{"$f":"IF(M43=\"\",\"\",0.9)","v":""},null,{"$f":"IFERROR(IF(_xlfn.XLOOKUP(M43,Daten!$A$309:$A$357,Daten!$L$309:$L$357)=1,_xlfn.XLOOKUP(M43,Daten!$A$309:$A$357,Daten!$K$309:$K$357,\"\"),\"\"),\"\")","v":""},{"$nulls":14},{"$f":"IF(ISNUMBER(S43),S43,_xlfn.XLOOKUP(M43,Daten!$A$309:$A$357,Daten!$K$309:$K$357,1))","v":1},{"$f":"IF(ISNUMBER(Q43),Q43,0.9)","v":0.9},{"$f":"IFERROR(IF(_xlfn.XLOOKUP($M43,Daten!$A$309:$A$357,Daten!$L$309:$L$357)<>0,$AH43,$AI43),1)","v":1},null,null,{"$f":"IFERROR(IF(C43=\"x\",K43/(SUMIF(C41:C45,\"x\",K41:K45)+SUMIF(AV41:AV45,\"x\",BA41:BA45)),0),0)","v":{"v":0,"d":"0%"}},{"$f":"IFERROR(IF(E43=\"x\",K43/(SUMIF(E41:E45,\"x\",K41:K45)+SUMIF(AX41:AX45,\"x\",BA41:BA45)),0),0)","v":{"v":0,"d":"0%"}},{"$f":"IFERROR(IF(G43=\"x\",K43/(SUMIF(G41:G45,\"x\",K41:K45)+SUMIF(AZ41:AZ45,\"x\",BA41:BA45)),0),0)","v":{"v":0,"d":"0%"}},{"$nulls":5},false,{"$f":"IF(AND(NOT($BA43=\"-\"),AU43),\"x\",\"\")","v":""},false,{"$f":"IF(AND(NOT($BA43=\"-\"),AW43),\"x\",\"\")","v":""},false,{"$f":"IF(AND(NOT($BA43=\"-\"),AY43),\"x\",\"\")","v":""},{"$f":"IF(GT!E40=\"\",\"-\",GT!E40)","v":"-"},null,{"$f":"IF(GT!G40=\"\",\"-\",GT!G40)","v":"-"},{"$nulls":3},{"$f":"IF(GT!K40=\"\",\"-\",GT!K40)","v":"-"},null,{"$f":"IF(GT!M40=\"\",\"-\",GT!M40)","v":"-"},null,{"$f":"IF(GT!O40=\"\",\"-\",GT!O40)","v":"-"},null,{"$f":"IF(GT!Q40=\"\",\"-\",GT!Q40)","v":"-"},null,{"$f":"IF(GT!S40=\"\",\"-\",GT!S40)","v":"-"},null,{"$f":"IF(GT!U40=\"\",\"-\",GT!U40)","v":"-"},{"$nulls":4},{"$f":"GT!AI40","v":1},null,{"$f":"IFERROR(IF(AV43=\"x\",BA43/(SUMIF(C41:C45,\"x\",K41:K45)+SUMIF(AV41:AV45,\"x\",BA41:BA45)),0),0)","v":{"v":0,"d":"0%"}},{"$f":"IFERROR(IF(AX43=\"x\",BA43/(SUMIF(E41:E45,\"x\",K41:K45)+SUMIF(AX41:AX45,\"x\",BA41:BA45)),0),0)","v":{"v":0,"d":"0%"}},{"$f":"IFERROR(IF(AZ43=\"x\",BA43/(SUMIF(G41:G45,\"x\",K41:K45)+SUMIF(AZ41:AZ45,\"x\",BA41:BA45)),0),0)","v":{"v":0,"d":"0%"}}]
[]
[null,false,{"$f":"IF(AND(NOT(ISBLANK($I45)),B45),\"x\",\"\")","v":""},false,{"$f":"IF(AND(NOT(ISBLANK($I45)),D45),\"x\",\"\")","v":""},false,{"$f":"IF(AND(NOT(ISBLANK($I45)),F45),\"x\",\"\")","v":""},{"$nulls":9},{"$f":"IF(M45=\"\",\"\",0.9)","v":""},null,{"$f":"IFERROR(IF(_xlfn.XLOOKUP(M45,Daten!$A$309:$A$357,Daten!$L$309:$L$357)=1,_xlfn.XLOOKUP(M45,Daten!$A$309:$A$357,Daten!$K$309:$K$357,\"\"),\"\"),\"\")","v":""},{"$nulls":14},{"$f":"IF(ISNUMBER(S45),S45,_xlfn.XLOOKUP(M45,Daten!$A$309:$A$357,Daten!$K$309:$K$357,1))","v":1},{"$f":"IF(ISNUMBER(Q45),Q45,0.9)","v":0.9},{"$f":"IFERROR(IF(_xlfn.XLOOKUP($M45,Daten!$A$309:$A$357,Daten!$L$309:$L$357)<>0,$AH45,$AI45),1)","v":1},null,null,{"$f":"IFERROR(IF(C45=\"x\",K45/(SUMIF(C41:C45,\"x\",K41:K45)+SUMIF(AV41:AV45,\"x\",BA41:BA45)),0),0)","v":{"v":0,"d":"0%"}},{"$f":"IFERROR(IF(E41=\"x\",K45/(SUMIF(E41:E45,\"x\",K41:K45)+SUMIF(AX41:AX45,\"x\",BA41:BA45)),0),0)","v":{"v":0,"d":"0%"}},{"$f":"IFERROR(IF(G45=\"x\",K45/(SUMIF(G41:G45,\"x\",K41:K45)+SUMIF(AZ41:AZ45,\"x\",BA41:BA45)),0),0)","v":{"v":0,"d":"0%"}},{"$nulls":5},false,{"$f":"IF(AND(NOT($BA45=\"-\"),AU45),\"x\",\"\")","v":""},false,{"$f":"IF(AND(NOT($BA45=\"-\"),AW45),\"x\",\"\")","v":""},false,{"$f":"IF(AND(NOT($BA45=\"-\"),AY45),\"x\",\"\")","v":""},{"$f":"IF(GT!E42=\"\",\"-\",GT!E42)","v":"-"},null,{"$f":"IF(GT!G42=\"\",\"-\",GT!G42)","v":"-"},{"$nulls":3},{"$f":"IF(GT!K42=\"\",\"-\",GT!K42)","v":"-"},null,{"$f":"IF(GT!M42=\"\",\"-\",GT!M42)","v":"-"},null,{"$f":"IF(GT!O42=\"\",\"-\",GT!O42)","v":"-"},null,{"$f":"IF(GT!Q42=\"\",\"-\",GT!Q42)","v":"-"},null,{"$f":"IF(GT!S42=\"\",\"-\",GT!S42)","v":"-"},null,{"$f":"IF(GT!U42=\"\",\"-\",GT!U42)","v":"-"},{"$nulls":4},{"$f":"GT!AI42","v":1},null,{"$f":"IFERROR(IF(AV45=\"x\",BA45/(SUMIF(C41:C45,\"x\",K41:K45)+SUMIF(AV41:AV45,\"x\",BA41:BA45)),0),0)","v":{"v":0,"d":"0%"}},{"$f":"IFERROR(IF(AX45=\"x\",BA45/(SUMIF(E41:E45,\"x\",K41:K45)+SUMIF(AX41:AX45,\"x\",BA41:BA45)),0),0)","v":{"v":0,"d":"0%"}},{"$f":"IFERROR(IF(AZ45=\"x\",BA45/(SUMIF(G41:G45,\"x\",K41:K45)+SUMIF(AZ41:AZ45,\"x\",BA41:BA45)),0),0)","v":{"v":0,"d":"0%"}}]
[]
[{"$nulls":8},{"$f":"IF(Kat_2=0,\"\",\"Standardwerte überschreiben:\")","v":""},{"$nulls":3},{"$f":"IF(Kat_2=0,\"\",\"Emissionen\")","v":""},{"$nulls":3},{"$f":"IF(Kat_2=0,\"\",\"Primärenergiefaktor\")","v":""},{"$nulls":37},{"$f":"IF(GT!G44=\"\",\"-\",GT!G44)","v":"-"},{"$nulls":3},{"$f":"IF(GT!K44=\"\",\"-\",GT!K44)","v":"-"}]
[]
[{"$nulls":10},{"$f":"IF(OR(Kat_2=0,I41=0),\"\",I41)","v":""},null,{"$f":"IF(AF49=0,\"\",AF49)","v":""},null,"[kgCO2eq/kWh]",null,{"$f":"IF(AG49=0,\"\",AG49)","v":""},null,"[kWhPrE/kWhEndE]",{"$nulls":12},{"$f":"IFERROR(IF(_xlfn.XLOOKUP(M41,Daten!$A$309:$A$357,Daten!$L$309:$L$357),IF(GT!$Z$2=2,Daten!$I$362,Daten!$E$362),\n_xlfn.XLOOKUP(M41,Daten!$A$309:$A$357,IF(GT!$Z$2=2,Daten!$I$309:$I$357,Daten!$E$309:$E$357))),0)","v":{"v":0,"d":"0.0000"}},{"$f":"IFERROR(IF(_xlfn.XLOOKUP(M41,Daten!$A$309:$A$357,Daten!$L$309:$L$357),IF(GT!$Z$2=2,Daten!$G$362,Daten!$C$362),\n_xlfn.XLOOKUP(M41,Daten!$A$309:$A$357,IF(GT!$Z$2=2,Daten!$G$309:$G$357,Daten!$C$309:$C$357))),0)","v":{"v":0,"d":"0.0000"}},{"$nulls":21},{"$f":"IF(GT!G46=\"\",IF(GT!Z46=0,\"-\",GT!Z46),GT!G46)","v":"-"},{"$nulls":3},{"$f":"IF(GT!K46=\"\",IF(GT!AA46=0,\"-\",GT!AA46),GT!K46)","v":"-"}]
[]
[{"$nulls":10},{"$f":"IF(OR(Kat_2=0,I43=0),\"\",I43)","v":""},null,{"$f":"IF(AF51=0,\"\",AF51)","v":""},null,"[kgCO2eq/kWh]",null,{"$f":"IF(AG51=0,\"\",AG51)","v":""},null,"[kWhPrE/kWhEndE]",{"$nulls":12},{"$f":"IFERROR(IF(_xlfn.XLOOKUP(M43,Daten!$A$309:$A$357,Daten!$L$309:$L$357),IF(GT!$Z$2=2,Daten!$I$362,Daten!$E$362),\n_xlfn.XLOOKUP(M43,Daten!$A$309:$A$357,IF(GT!$Z$2=2,Daten!$I$309:$I$357,Daten!$E$309:$E$357))),0)","v":{"v":0,"d":"0.0000"}},{"$f":"IFERROR(IF(_xlfn.XLOOKUP(M43,Daten!$A$309:$A$357,Daten!$L$309:$L$357),IF(GT!$Z$2=2,Daten!$G$362,Daten!$C$362),\n_xlfn.XLOOKUP(M43,Daten!$A$309:$A$357,IF(GT!$Z$2=2,Daten!$G$309:$G$357,Daten!$C$309:$C$357))),0)","v":{"v":0,"d":"0.0000"}},{"$nulls":21},{"$f":"IF(GT!G48=\"\",IF(GT!Z48=0,\"-\",GT!Z48),GT!G48)","v":"-"},{"$nulls":3},{"$f":"IF(GT!K48=\"\",IF(GT!AA48=0,\"-\",GT!AA48),GT!K48)","v":"-"}]
[]
[{"$nulls":10},{"$f":"IF(OR(Kat_2=0,I45=0),\"\",I45)","v":""},null,{"$f":"IF(AF53=0,\"\",AF53)","v":""},null,"[kgCO2eq/kWh]",null,{"$f":"IF(AG53=0,\"\",AG53)","v":""},null,"[kWhPrE/kWhEndE]",{"$nulls":12},{"$f":"IFERROR(IF(_xlfn.XLOOKUP(M45,Daten!$A$309:$A$357,Daten!$L$309:$L$357),IF(GT!$Z$2=2,Daten!$I$362,Daten!$E$362),\n_xlfn.XLOOKUP(M45,Daten!$A$309:$A$357,IF(GT!$Z$2=2,Daten!$I$309:$I$357,Daten!$E$309:$E$357))),0)","v":{"v":0,"d":"0.0000"}},{"$f":"IFERROR(IF(_xlfn.XLOOKUP(M45,Daten!$A$309:$A$357,Daten!$L$309:$L$357),IF(GT!$Z$2=2,Daten!$G$362,Daten!$C$362),\n_xlfn.XLOOKUP(M45,Daten!$A$309:$A$357,IF(GT!$Z$2=2,Daten!$G$309:$G$357,Daten!$C$309:$C$357))),0)","v":{"v":0,"d":"0.0000"}},{"$nulls":21},{"$f":"IF(GT!G50=\"\",IF(GT!Z50=0,\"-\",GT!Z50),GT!G50)","v":"-"},{"$nulls":3},{"$f":"IF(GT!K50=\"\",IF(GT!AA50=0,\"-\",GT!AA50),GT!K50)","v":"-"}]
[]
[{"$nulls":7},{"$f":"IF(Kat_3=0,\"1.3: keine Auswahl\",\"1.3: \" & TEXT(Kat_3, \"0\"))","v":"1.3: keine Auswahl"},{"$nulls":14},"Investitions-\nKosten[CHF]",null,"Kosten [CHF/a]:",{"$nulls":41},"Kosten [CHF/a]:"]
[]
[{"$nulls":8},{"$f":"IF(Kat_3=0,\"\",\"Verbrauch\")","v":""},{"$nulls":3},"[kWh/a]",{"$nulls":41},"[kWh/a]"]
[null,false,{"$f":"IF(AND(NOT(ISBLANK($I58)),B58),\"x\",\"\")","v":""},false,{"$f":"IF(AND(NOT(ISBLANK($I58)),D58),\"x\",\"\")","v":""},false,{"$f":"IF(AND(NOT(ISBLANK($I58)),F58),\"x\",\"\")","v":""},null,{"$f":"IF(Kat_3=0,\"\",\"(Verbrauch Variante)\")","v":""},{"$nulls":3},"[kWh/a]",null,{"$f":"IF(NOT(ISBLANK(K58)),\"-> Eingabe nicht empfohlen!\",\"\")","v":""}]
[{"$nulls":8},"Bezeichnung Erzeuger:",null,"Anteil [%]:",null,"Typ:",{"$nulls":3},"Effizienz [%]:",null,"JAZ:",null,"Leistung [kW]:",{"$nulls":3},"Betrieb:",null,"Instandhalt.:",{"$nulls":25},"Anteil [%]:",null,"Typ:",{"$nulls":3},"Effizienz:",null,"JAZ:",null,"Leistung [kW]:",null,"Baujahr:",null,"Betrieb:",null,"Instandhalt.:"]
[]
[null,false,{"$f":"IF(AND(NOT(ISBLANK($I61)),B61),\"x\",\"\")","v":""},false,{"$f":"IF(AND(NOT(ISBLANK($I61)),D61),\"x\",\"\")","v":""},false,{"$f":"IF(AND(NOT(ISBLANK($I61)),F61),\"x\",\"\")","v":""},{"$nulls":9},{"$f":"IF(M61=\"\",\"\",0.9)","v":""},null,{"$f":"IFERROR(IF(_xlfn.XLOOKUP(M61,Daten!$A$309:$A$357,Daten!$L$309:$L$357)=1,_xlfn.XLOOKUP(M61,Daten!$A$309:$A$357,Daten!$K$309:$K$357,\"\"),\"\"),\"\")","v":""},{"$nulls":14},{"$f":"IF(ISNUMBER(S61),S61,_xlfn.XLOOKUP(M61,Daten!$A$309:$A$357,Daten!$K$309:$K$357,1))","v":1},{"$f":"IF(ISNUMBER(Q61),Q61,0.9)","v":0.9},{"$f":"IFERROR(IF(_xlfn.XLOOKUP($M61,Daten!$A$309:$A$357,Daten!$L$309:$L$357)<>0,$AH61,$AI61),1)","v":1},null,null,{"$f":"IFERROR(IF(C61=\"x\",K61/(SUMIF(C61:C65,\"x\",K61:K65)+SUMIF(AV61:AV65,\"x\",BA61:BA65)),0),0)","v":{"v":0,"d":"0%"}},{"$f":"IFERROR(IF(E61=\"x\",K61/(SUMIF(E61:E65,\"x\",K61:K65)+SUMIF(AX61:AX65,\"x\",BA61:BA65)),0),0)","v":{"v":0,"d":"0%"}},{"$f":"IFERROR(IF(G61=\"x\",K61/(SUMIF(G61:G65,\"x\",K61:K65)+SUMIF(AZ61:AZ65,\"x\",BA61:BA65)),0),0)","v":{"v":0,"d":"0%"}},{"$nulls":5},false,{"$f":"IF(AND(NOT($BA61=\"-\"),AU61),\"x\",\"\")","v":""},false,{"$f":"IF(AND(NOT($BA61=\"-\"),AW61),\"x\",\"\")","v":""},false,{"$f":"IF(AND(NOT($BA61=\"-\"),AY61),\"x\",\"\")","v":""},{"$f":"IF(GT!E58=\"\",\"-\",GT!E58)","v":"-"},null,{"$f":"IF(GT!G58=\"\",\"-\",GT!G58)","v":"-"},{"$nulls":3},{"$f":"IF(GT!K58=\"\",\"-\",GT!K58)","v":"-"},null,{"$f":"IF(GT!M58=\"\",\"-\",GT!M58)","v":"-"},null,{"$f":"IF(GT!O58=\"\",\"-\",GT!O58)","v":"-"},null,{"$f":"IF(GT!Q58=\"\",\"-\",GT!Q58)","v":"-"},null,{"$f":"IF(GT!S58=\"\",\"-\",GT!S58)","v":"-"},null,{"$f":"IF(GT!U58=\"\",\"-\",GT!U58)","v":"-"},{"$nulls":4},{"$f":"GT!AI58","v":1},null,{"$f":"IFERROR(IF(AV61=\"x\",BA61/(SUMIF(C61:C65,\"x\",K61:K65)+SUMIF(AV61:AV65,\"x\",BA61:BA65)),0),0)","v":{"v":0,"d":"0%"}},{"$f":"IFERROR(IF(AX61=\"x\",BA61/(SUMIF(E61:E65,\"x\",K61:K65)+SUMIF(AX61:AX65,\"x\",BA61:BA65)),0),0)","v":{"v":0,"d":"0%"}},{"$f":"IFERROR(IF(AZ61=\"x\",BA61/(SUMIF(G61:G65,\"x\",K61:K65)+SUMIF(AZ61:AZ65,\"x\",BA61:BA65)),0),0)","v":{"v":0,"d":"0%"}}]
[]
[null,false,{"$f":"IF(AND(NOT(ISBLANK($I63)),B63),\"x\",\"\")","v":""},false,{"$f":"IF(AND(NOT(ISBLANK($I63)),D63),\"x\",\"\")","v":""},false,{"$f":"IF(AND(NOT(ISBLANK($I63)),F63),\"x\",\"\")","v":""},{"$nulls":9},{"$f":"IF(M63=\"\",\"\",0.9)","v":""},null,{"$f":"IFERROR(IF(_xlfn.XLOOKUP(M63,Daten!$A$309:$A$357,Daten!$L$309:$L$357)=1,_xlfn.XLOOKUP(M63,Daten!$A$309:$A$357,Daten!$K$309:$K$357,\"\"),\"\"),\"\")","v":""},{"$nulls":14},{"$f":"IF(ISNUMBER(S63),S63,_xlfn.XLOOKUP(M63,Daten!$A$309:$A$357,Daten!$K$309:$K$357,1))","v":1},{"$f":"IF(ISNUMBER(Q63),Q63,0.9)","v":0.9},{"$f":"IFERROR(IF(_xlfn.XLOOKUP($M63,Daten!$A$309:$A$357,Daten!$L$309:$L$357)<>0,$AH63,$AI63),1)","v":1},null,null,{"$f":"IFERROR(IF(C63=\"x\",K63/(SUMIF(C61:C65,\"x\",K61:K65)+SUMIF(AV61:AV65,\"x\",BA61:BA65)),0),0)","v":{"v":0,"d":"0%"}},{"$f":"IFERROR(IF(E63=\"x\",K63/(SUMIF(E61:E65,\"x\",K61:K65)+SUMIF(AX61:AX65,\"x\",BA61:BA65)),0),0)","v":{"v":0,"d":"0%"}},{"$f":"IFERROR(IF(G63=\"x\",K63/(SUMIF(G61:G65,\"x\",K61:K65)+SUMIF(AZ61:AZ65,\"x\",BA61:BA65)),0),0)","v":{"v":0,"d":"0%"}},{"$nulls":5},false,{"$f":"IF(AND(NOT($BA63=\"-\"),AU63),\"x\",\"\")","v":""},false,{"$f":"IF(AND(NOT($BA63=\"-\"),AW63),\"x\",\"\")","v":""},false,{"$f":"IF(AND(NOT($BA63=\"-\"),AY63),\"x\",\"\")","v":""},{"$f":"IF(GT!E60=\"\",\"-\",GT!E60)","v":"-"},null,{"$f":"IF(GT!G60=\"\",\"-\",GT!G60)","v":"-"},{"$nulls":3},{"$f":"IF(GT!K60=\"\",\"-\",GT!K60)","v":"-"},null,{"$f":"IF(GT!M60=\"\",\"-\",GT!M60)","v":"-"},null,{"$f":"IF(GT!O60=\"\",\"-\",GT!O60)","v":"-"},null,{"$f":"IF(GT!Q60=\"\",\"-\",GT!Q60)","v":"-"},null,{"$f":"IF(GT!S60=\"\",\"-\",GT!S60)","v":"-"},null,{"$f":"IF(GT!U60=\"\",\"-\",GT!U60)","v":"-"},{"$nulls":4},{"$f":"GT!AI60","v":1},null,{"$f":"IFERROR(IF(AV63=\"x\",BA63/(SUMIF(C61:C65,\"x\",K61:K65)+SUMIF(AV61:AV65,\"x\",BA61:BA65)),0),0)","v":{"v":0,"d":"0%"}},{"$f":"IFERROR(IF(AX63=\"x\",BA63/(SUMIF(E61:E65,\"x\",K61:K65)+SUMIF(AX61:AX65,\"x\",BA61:BA65)),0),0)","v":{"v":0,"d":"0%"}},{"$f":"IFERROR(IF(AZ63=\"x\",BA63/(SUMIF(G61:G65,\"x\",K61:K65)+SUMIF(AZ61:AZ65,\"x\",BA61:BA65)),0),0)","v":{"v":0,"d":"0%"}}]
[]
[null,false,{"$f":"IF(AND(NOT(ISBLANK($I65)),B65),\"x\",\"\")","v":""},false,{"$f":"IF(AND(NOT(ISBLANK($I65)),D65),\"x\",\"\")","v":""},false,{"$f":"IF(AND(NOT(ISBLANK($I65)),F65),\"x\",\"\")","v":""},{"$nulls":9},{"$f":"IF(M65=\"\",\"\",0.9)","v":""},null,{"$f":"IFERROR(IF(_xlfn.XLOOKUP(M65,Daten!$A$309:$A$357,Daten!$L$309:$L$357)=1,_xlfn.XLOOKUP(M65,Daten!$A$309:$A$357,Daten!$K$309:$K$357,\"\"),\"\"),\"\")","v":""},{"$nulls":14},{"$f":"IF(ISNUMBER(S65),S65,_xlfn.XLOOKUP(M65,Daten!$A$309:$A$357,Daten!$K$309:$K$357,1))","v":1},{"$f":"IF(ISNUMBER(Q65),Q65,0.9)","v":0.9},{"$f":"IFERROR(IF(_xlfn.XLOOKUP($M65,Daten!$A$309:$A$357,Daten!$L$309:$L$357)<>0,$AH65,$AI65),1)","v":1},null,null,{"$f":"IFERROR(IF(C65=\"x\",K65/(SUMIF(C61:C65,\"x\",K61:K65)+SUMIF(AV61:AV65,\"x\",BA61:BA65)),0),0)","v":{"v":0,"d":"0%"}},{"$f":"IFERROR(IF(E61=\"x\",K65/(SUMIF(E61:E65,\"x\",K61:K65)+SUMIF(AX61:AX65,\"x\",BA61:BA65)),0),0)","v":{"v":0,"d":"0%"}},{"$f":"IFERROR(IF(G65=\"x\",K65/(SUMIF(G61:G65,\"x\",K61:K65)+SUMIF(AZ61:AZ65,\"x\",BA61:BA65)),0),0)","v":{"v":0,"d":"0%"}},{"$nulls":5},false,{"$f":"IF(AND(NOT($BA65=\"-\"),AU65),\"x\",\"\")","v":""},false,{"$f":"IF(AND(NOT($BA65=\"-\"),AW65),\"x\",\"\")","v":""},false,{"$f":"IF(AND(NOT($BA65=\"-\"),AY65),\"x\",\"\")","v":""},{"$f":"IF(GT!E62=\"\",\"-\",GT!E62)","v":"-"},null,{"$f":"IF(GT!G62=\"\",\"-\",GT!G62)","v":"-"},{"$nulls":3},{"$f":"IF(GT!K62=\"\",\"-\",GT!K62)","v":"-"},null,{"$f":"IF(GT!M62=\"\",\"-\",GT!M62)","v":"-"},null,{"$f":"IF(GT!O62=\"\",\"-\",GT!O62)","v":"-"},null,{"$f":"IF(GT!Q62=\"\",\"-\",GT!Q62)","v":"-"},null,{"$f":"IF(GT!S62=\"\",\"-\",GT!S62)","v":"-"},null,{"$f":"IF(GT!U62=\"\",\"-\",GT!U62)","v":"-"},{"$nulls":4},{"$f":"GT!AI62","v":1},null,{"$f":"IFERROR(IF(AV65=\"x\",BA65/(SUMIF(C61:C65,\"x\",K61:K65)+SUMIF(AV61:AV65,\"x\",BA61:BA65)),0),0)","v":{"v":0,"d":"0%"}},{"$f":"IFERROR(IF(AX65=\"x\",BA65/(SUMIF(E61:E65,\"x\",K61:K65)+SUMIF(AX61:AX65,\"x\",BA61:BA65)),0),0)","v":{"v":0,"d":"0%"}},{"$f":"IFERROR(IF(AZ65=\"x\",BA65/(SUMIF(G61:G65,\"x\",K61:K65)+SUMIF(AZ61:AZ65,\"x\",BA61:BA65)),0),0)","v":{"v":0,"d":"0%"}}]
[]
[{"$nulls":8},{"$f":"IF(Kat_3=0,\"\",\"Standardwerte überschreiben:\")","v":""},{"$nulls":3},{"$f":"IF(Kat_3=0,\"\",\"Emissionen\")","v":""},{"$nulls":3},{"$f":"IF(Kat_3=0,\"\",\"Primärenergiefaktor\")","v":""},{"$nulls":37},{"$f":"IF(GT!G64=\"\",\"-\",GT!G64)","v":"-"},{"$nulls":3},{"$f":"IF(GT!K64=\"\",\"-\",GT!K64)","v":"-"}]
[]
[{"$nulls":10},{"$f":"IF(OR(Kat_3=0,I61=0),\"\",I61)","v":""},null,{"$f":"IF(AF69=0,\"\",AF69)","v":""},null,"[kgCO2eq/kWh]",null,{"$f":"IF(AG69=0,\"\",AG69)","v":""},null,"[kWhPrE/kWhEndE]",{"$nulls":12},{"$f":"IFERROR(IF(_xlfn.XLOOKUP(M61,Daten!$A$309:$A$357,Daten!$L$309:$L$357),IF(GT!$Z$2=2,Daten!$I$362,Daten!$E$362),\n_xlfn.XLOOKUP(M61,Daten!$A$309:$A$357,IF(GT!$Z$2=2,Daten!$I$309:$I$357,Daten!$E$309:$E$357))),0)","v":{"v":0,"d":"0.0000"}},{"$f":"IFERROR(IF(_xlfn.XLOOKUP(M61,Daten!$A$309:$A$357,Daten!$L$309:$L$357),IF(GT!$Z$2=2,Daten!$G$362,Daten!$C$362),\n_xlfn.XLOOKUP(M61,Daten!$A$309:$A$357,IF(GT!$Z$2=2,Daten!$G$309:$G$357,Daten!$C$309:$C$357))),0)","v":{"v":0,"d":"0.0000"}},{"$nulls":21},{"$f":"IF(GT!G66=\"\",IF(GT!Z66=0,\"-\",GT!Z66),GT!G66)","v":"-"},{"$nulls":3},{"$f":"IF(GT!K66=\"\",IF(GT!AA66=0,\"-\",GT!AA66),GT!K66)","v":"-"}]
[]
[{"$nulls":10},{"$f":"IF(OR(Kat_3=0,I63=0),\"\",I63)","v":""},null,{"$f":"IF(AF71=0,\"\",AF71)","v":""},null,"[kgCO2eq/kWh]",null,{"$f":"IF(AG71=0,\"\",AG71)","v":""},null,"[kWhPrE/kWhEndE]",{"$nulls":12},{"$f":"IFERROR(IF(_xlfn.XLOOKUP(M63,Daten!$A$309:$A$357,Daten!$L$309:$L$357),IF(GT!$Z$2=2,Daten!$I$362,Daten!$E$362),\n_xlfn.XLOOKUP(M63,Daten!$A$309:$A$357,IF(GT!$Z$2=2,Daten!$I$309:$I$357,Daten!$E$309:$E$357))),0)","v":{"v":0,"d":"0.0000"}},{"$f":"IFERROR(IF(_xlfn.XLOOKUP(M63,Daten!$A$309:$A$357,Daten!$L$309:$L$357),IF(GT!$Z$2=2,Daten!$G$362,Daten!$C$362),\n_xlfn.XLOOKUP(M63,Daten!$A$309:$A$357,IF(GT!$Z$2=2,Daten!$G$309:$G$357,Daten!$C$309:$C$357))),0)","v":{"v":0,"d":"0.0000"}},{"$nulls":21},{"$f":"IF(GT!G68=\"\",IF(GT!Z68=0,\"-\",GT!Z68),GT!G68)","v":"-"},{"$nulls":3},{"$f":"IF(GT!K68=\"\",IF(GT!AA68=0,\"-\",GT!AA68),GT!K68)","v":"-"}]
[]
[{"$nulls":10},{"$f":"IF(OR(Kat_3=0,I65=0),\"\",I65)","v":""},null,{"$f":"IF(AF73=0,\"\",AF73)","v":""},null,"[kgCO2eq/kWh]",null,{"$f":"IF(AG73=0,\"\",AG73)","v":""},null,"[kWhPrE/kWhEndE]",{"$nulls":12},{"$f":"IFERROR(IF(_xlfn.XLOOKUP(M65,Daten!$A$309:$A$357,Daten!$L$309:$L$357),IF(GT!$Z$2=2,Daten!$I$362,Daten!$E$362),\n_xlfn.XLOOKUP(M65,Daten!$A$309:$A$357,IF(GT!$Z$2=2,Daten!$I$309:$I$357,Daten!$E$309:$E$357))),0)","v":{"v":0,"d":"0.0000"}},{"$f":"IFERROR(IF(_xlfn.XLOOKUP(M65,Daten!$A$309:$A$357,Daten!$L$309:$L$357),IF(GT!$Z$2=2,Daten!$G$362,Daten!$C$362),\n_xlfn.XLOOKUP(M65,Daten!$A$309:$A$357,IF(GT!$Z$2=2,Daten!$G$309:$G$357,Daten!$C$309:$C$357))),0)","v":{"v":0,"d":"0.0000"}},{"$nulls":21},{"$f":"IF(GT!G70=\"\",IF(GT!Z70=0,\"-\",GT!Z70),GT!G70)","v":"-"},{"$nulls":3},{"$f":"IF(GT!K70=\"\",IF(GT!AA70=0,\"-\",GT!AA70),GT!K70)","v":"-"}]
[{"$nulls":7},"Flächenheizung"]
[{"$nulls":7},"Radiatoren"]
[{"$nulls":7},"Andere"]
[]
[{"$nulls":7},"2 Warmwasser",{"$nulls":44},{"$f":"H78","v":"2 Warmwasser"},{"$nulls":30},"Kommentare:"]
[]
[{"$nulls":7},{"$f":"IF(Kat_1=0,\"2.1: keine Auswahl\",\"2.1: \" & TEXT(Kat_1, \"0\"))","v":"2.1: keine Auswahl"}]
[]
[null,false,{"$f":"IF(AND(NOT(ISBLANK($I82)),B82),\"x\",\"\")","v":""},false,{"$f":"IF(AND(NOT(ISBLANK($I82)),D82),\"x\",\"\")","v":""},false,{"$f":"IF(AND(NOT(ISBLANK($I82)),F82),\"x\",\"\")","v":""},null,{"$f":"IF(Kat_1=0,\"\",\"Verbrauch\")","v":""},{"$nulls":3},"[kWh/a]",{"$nulls":9},"Investitions-\nKosten[CHF]",null,"Kosten [CHF/a]:",{"$nulls":27},{"$f":"IF(GT!E83=\"\",\"-\",GT!E83)","v":"-"},null,"Verbrauch [kWh/a]",{"$nulls":11},"Kosten [CHF/a]:"]
[]
[{"$nulls":8},"Bezeichnung Erzeuger:",null,"Anteil [%]:",null,"Typ:",{"$nulls":3},"Effizienz [%]:",null,"JAZ:",null,"Leistung [kW]:",{"$nulls":3},"Betrieb:",null,"Instandhalt.:",{"$nulls":25},"Anteil [%]:",null,"Typ:",{"$nulls":3},"Effizienz:",null,"JAZ:",null,"Leistung [kW]:",null,"Baujahr:",null,"Betrieb:",null,"Instandhalt.:"]
[]
[null,false,{"$f":"IF(AND(NOT(ISBLANK($I86)),B86),\"x\",\"\")","v":""},false,{"$f":"IF(AND(NOT(ISBLANK($I86)),D86),\"x\",\"\")","v":""},false,{"$f":"IF(AND(NOT(ISBLANK($I86)),F86),\"x\",\"\")","v":""},{"$nulls":9},{"$f":"IF(M86=\"\",\"\",0.9)","v":""},null,{"$f":"IFERROR(IF(_xlfn.XLOOKUP(M86,Daten!$A$309:$A$357,Daten!$L$309:$L$357)=1,_xlfn.XLOOKUP(M86,Daten!$A$309:$A$357,Daten!$K$309:$K$357,\"\"),\"\"),\"\")","v":""},{"$nulls":14},{"$f":"IF(ISNUMBER(S86),S86,_xlfn.XLOOKUP(M86,Daten!$A$309:$A$357,Daten!$K$309:$K$357,1))","v":1},{"$f":"IF(ISNUMBER(Q86),Q86,0.9)","v":0.9},{"$f":"IFERROR(IF(_xlfn.XLOOKUP($M86,Daten!$A$309:$A$357,Daten!$L$309:$L$357)<>0,$AH86,$AI86),1)","v":1},{"$nulls":6},{"$f":"IFERROR(IF(C86=\"x\",K86/(SUMIF(C86:C88,\"x\",K86:K88)+SUMIF(AV86:AV88,\"x\",BA86:BA88)),0),0)","v":{"v":0,"d":"0%"}},{"$f":"IFERROR(IF(E86=\"x\",K86/(SUMIF(E86:E88,\"x\",K86:K88)+SUMIF(AX86:AX88,\"x\",BA86:BA88)),0),0)","v":{"v":0,"d":"0%"}},{"$f":"IFERROR(IF(G86=\"x\",K86/(SUMIF(G86:G88,\"x\",K86:K88)+SUMIF(AZ86:AZ88,\"x\",BA86:BA88)),0),0)","v":{"v":0,"d":"0%"}},null,false,{"$f":"IF(AND(NOT($BA86=\"-\"),AU86),\"x\",\"\")","v":""},false,{"$f":"IF(AND(NOT($BA86=\"-\"),AW86),\"x\",\"\")","v":""},false,{"$f":"IF(AND(NOT($BA86=\"-\"),AY86),\"x\",\"\")","v":""},{"$f":"IF(GT!E89=\"\",\"-\",GT!E89)","v":"-"},null,{"$f":"IF(GT!G89=\"\",\"-\",GT!G89)","v":"-"},{"$nulls":3},{"$f":"IF(GT!K89=\"\",\"-\",GT!K89)","v":"-"},null,{"$f":"IF(GT!M89=\"\",\"-\",GT!M89)","v":"-"},null,{"$f":"IF(GT!O89=\"\",\"-\",GT!O89)","v":"-"},null,{"$f":"IF(GT!Q89=\"\",\"-\",GT!Q89)","v":"-"},null,{"$f":"IF(GT!S89=\"\",\"-\",GT!S89)","v":"-"},null,{"$f":"IF(GT!U89=\"\",\"-\",GT!U89)","v":"-"},{"$nulls":4},{"$f":"GT!AI89","v":1},{"$nulls":5},{"$f":"IFERROR(IF(AV86=\"x\",BA86/(SUMIF(C86:C88,\"x\",K86:K88)+SUMIF(AV86:AV88,\"x\",BA86:BA88)),0),0)","v":{"v":0,"d":"0%"}},{"$f":"IFERROR(IF(AX86=\"x\",BA86/(SUMIF(E86:E88,\"x\",K86:K88)+SUMIF(AX86:AX88,\"x\",BA86:BA88)),0),0)","v":{"v":0,"d":"0%"}},{"$f":"IFERROR(IF(AZ86=\"x\",BA86/(SUMIF(G86:G88,\"x\",K86:K88)+SUMIF(AZ86:AZ88,\"x\",BA86:BA88)),0),0)","v":{"v":0,"d":"0%"}}]
[]
[null,false,{"$f":"IF(AND(NOT(ISBLANK($I88)),B88),\"x\",\"\")","v":""},false,{"$f":"IF(AND(NOT(ISBLANK($I88)),D88),\"x\",\"\")","v":""},false,{"$f":"IF(AND(NOT(ISBLANK($I88)),F88),\"x\",\"\")","v":""},{"$nulls":9},{"$f":"IF(M88=\"\",\"\",0.9)","v":""},null,{"$f":"IFERROR(IF(_xlfn.XLOOKUP(M88,Daten!$A$309:$A$357,Daten!$L$309:$L$357)=1,_xlfn.XLOOKUP(M88,Daten!$A$309:$A$357,Daten!$K$309:$K$357,\"\"),\"\"),\"\")","v":""},{"$nulls":14},{"$f":"IF(ISNUMBER(S88),S88,_xlfn.XLOOKUP(M88,Daten!$A$309:$A$357,Daten!$K$309:$K$357,1))","v":1},{"$f":"IF(ISNUMBER(Q88),Q88,0.9)","v":0.9},{"$f":"IFERROR(IF(_xlfn.XLOOKUP($M88,Daten!$A$309:$A$357,Daten!$L$309:$L$357)<>0,$AH88,$AI88),1)","v":1},{"$nulls":6},{"$f":"IFERROR(IF(C88=\"x\",K88/(SUMIF(C86:C88,\"x\",K86:K88)+SUMIF(AV86:AV88,\"x\",BA86:BA88)),0),0)","v":{"v":0,"d":"0%"}},{"$f":"IFERROR(IF(E88=\"x\",K88/(SUMIF(E86:E88,\"x\",K86:K88)+SUMIF(AX86:AX88,\"x\",BA86:BA88)),0),0)","v":{"v":0,"d":"0%"}},{"$f":"IFERROR(IF(G86=\"x\",K88/(SUMIF(G86:G88,\"x\",K86:K88)+SUMIF(AZ86:AZ88,\"x\",BA86:BA88)),0),0)","v":{"v":0,"d":"0%"}},null,false,{"$f":"IF(AND(NOT($BA88=\"-\"),AU88),\"x\",\"\")","v":""},false,{"$f":"IF(AND(NOT($BA88=\"-\"),AW88),\"x\",\"\")","v":""},false,{"$f":"IF(AND(NOT($BA88=\"-\"),AY88),\"x\",\"\")","v":""},{"$f":"IF(GT!E91=\"\",\"-\",GT!E91)","v":"-"},null,{"$f":"IF(GT!G91=\"\",\"-\",GT!G91)","v":"-"},{"$nulls":3},{"$f":"IF(GT!K91=\"\",\"-\",GT!K91)","v":"-"},null,{"$f":"IF(GT!M91=\"\",\"-\",GT!M91)","v":"-"},null,{"$f":"IF(GT!O91=\"\",\"-\",GT!O91)","v":"-"},null,{"$f":"IF(GT!Q91=\"\",\"-\",GT!Q91)","v":"-"},null,{"$f":"IF(GT!S91=\"\",\"-\",GT!S91)","v":"-"},null,{"$f":"IF(GT!U91=\"\",\"-\",GT!U91)","v":"-"},{"$nulls":4},{"$f":"GT!AI91","v":1},{"$nulls":5},{"$f":"IFERROR(IF(AV88=\"x\",BA88/(SUMIF(C86:C88,\"x\",K86:K88)+SUMIF(AV86:AV88,\"x\",BA86:BA88)),0),0)","v":{"v":0,"d":"0%"}},{"$f":"IFERROR(IF(AX88=\"x\",BA88/(SUMIF(E86:E88,\"x\",K86:K88)+SUMIF(AX86:AX88,\"x\",BA86:BA88)),0),0)","v":{"v":0,"d":"0%"}},{"$f":"IFERROR(IF(AZ88=\"x\",BA88/(SUMIF(G86:G88,\"x\",K86:K88)+SUMIF(AZ86:AZ88,\"x\",BA86:BA88)),0),0)","v":{"v":0,"d":"0%"}}]
[]
[{"$nulls":8},{"$f":"IF(Kat_1=0,\"\",\"Standardwerte überschreiben:\")","v":""},{"$nulls":3},{"$f":"IF(Kat_1=0,\"\",\"Emissionen\")","v":""},{"$nulls":3},{"$f":"IF(Kat_1=0,\"\",\"Primärenergiefaktor\")","v":""},{"$nulls":37},{"$f":"IF(GT!G93=\"\",\"-\",GT!G93)","v":"-"},{"$nulls":3},{"$f":"IF(GT!K93=\"\",\"-\",GT!K93)","v":"-"}]
[]
[{"$nulls":10},{"$f":"IF(OR(Kat_1=0,I86=0),\"\",I86)","v":""},null,{"$f":"IF(AF92=0,\"\",AF92)","v":""},null,"[kgCO2eq/kWh]",null,{"$f":"IF(AG92=0,\"\",AG92)","v":""},null,"[kWhPrE/kWhEndE]",{"$nulls":12},{"$f":"IFERROR(IF(_xlfn.XLOOKUP(M86,Daten!$A$309:$A$357,Daten!$L$309:$L$357),IF(GT!$Z$2=2,Daten!$I$362,Daten!$E$362),\n_xlfn.XLOOKUP(M86,Daten!$A$309:$A$357,IF(GT!$Z$2=2,Daten!$I$309:$I$357,Daten!$E$309:$E$357))),0)","v":{"v":0,"d":"0.0000"}},{"$f":"IFERROR(IF(_xlfn.XLOOKUP(M86,Daten!$A$309:$A$357,Daten!$L$309:$L$357),IF(GT!$Z$2=2,Daten!$G$362,Daten!$C$362),\n_xlfn.XLOOKUP(M86,Daten!$A$309:$A$357,IF(GT!$Z$2=2,Daten!$G$309:$G$357,Daten!$C$309:$C$357))),0)","v":{"v":0,"d":"0.0000"}},{"$nulls":21},{"$f":"IF(GT!G95=\"\",IF(GT!Z95=0,\"-\",GT!Z95),GT!G95)","v":"-"},{"$nulls":3},{"$f":"IF(GT!K95=\"\",IF(GT!AA95=0,\"-\",GT!AA95),GT!K95)","v":"-"}]
[]
[{"$nulls":10},{"$f":"IF(OR(Kat_1=0,I88=0),\"\",I88)","v":""},null,{"$f":"IF(AF94=0,\"\",AF94)","v":""},null,"[kgCO2eq/kWh]",null,{"$f":"IF(AG94=0,\"\",AG94)","v":""},null,"[kWhPrE/kWhEndE]",{"$nulls":12},{"$f":"IFERROR(IF(_xlfn.XLOOKUP(M88,Daten!$A$309:$A$357,Daten!$L$309:$L$357),IF(GT!$Z$2=2,Daten!$I$362,Daten!$E$362),\n_xlfn.XLOOKUP(M88,Daten!$A$309:$A$357,IF(GT!$Z$2=2,Daten!$I$309:$I$357,Daten!$E$309:$E$357))),0)","v":{"v":0,"d":"0.0000"}},{"$f":"IFERROR(IF(_xlfn.XLOOKUP(M88,Daten!$A$309:$A$357,Daten!$L$309:$L$357),IF(GT!$Z$2=2,Daten!$G$362,Daten!$C$362),\n_xlfn.XLOOKUP(M88,Daten!$A$309:$A$357,IF(GT!$Z$2=2,Daten!$G$309:$G$357,Daten!$C$309:$C$357))),0)","v":{"v":0,"d":"0.0000"}},{"$nulls":21},{"$f":"IF(GT!G97=\"\",IF(GT!Z97=0,\"-\",GT!Z97),GT!G97)","v":"-"},{"$nulls":3},{"$f":"IF(GT!K97=\"\",IF(GT!AA97=0,\"-\",GT!AA97),GT!K97)","v":"-"}]
[]
[{"$nulls":7},{"$f":"IF(Kat_2=0,\"2.2: keine Auswahl\",\"2.2: \" & TEXT(Kat_2, \"0\"))","v":"2.2: keine Auswahl"}]
[]
[null,false,{"$f":"IF(AND(NOT(ISBLANK($I98)),B98),\"x\",\"\")","v":""},false,{"$f":"IF(AND(NOT(ISBLANK($I98)),D98),\"x\",\"\")","v":""},false,{"$f":"IF(AND(NOT(ISBLANK($I98)),F98),\"x\",\"\")","v":""},null,{"$f":"IF(Kat_2=0,\"\",\"Verbrauch\")","v":""},{"$nulls":3},"[kWh/a]",{"$nulls":9},"Investitions-\nKosten[CHF]",null,"Kosten [CHF/a]:",{"$nulls":27},{"$f":"IF(GT!E101=\"\",\"-\",GT!E101)","v":"-"},null,"Verbrauch [kWh/a]",{"$nulls":11},"Kosten [CHF/a]:"]
[]
[{"$nulls":8},"Bezeichnung Erzeuger:",null,"Anteil [%]:",null,"Typ:",{"$nulls":3},"Effizienz [%]:",null,"JAZ:",null,"Leistung [kW]:",{"$nulls":3},"Betrieb:",null,"Instandhalt.:",{"$nulls":25},"Anteil [%]:",null,"Typ:",{"$nulls":3},"Effizienz:",null,"JAZ:",null,"Leistung [kW]:",null,"Baujahr:",null,"Betrieb:",null,"Instandhalt.:"]
[]
[null,false,{"$f":"IF(AND(NOT(ISBLANK($I102)),B102),\"x\",\"\")","v":""},false,{"$f":"IF(AND(NOT(ISBLANK($I102)),D102),\"x\",\"\")","v":""},false,{"$f":"IF(AND(NOT(ISBLANK($I102)),F102),\"x\",\"\")","v":""},{"$nulls":9},{"$f":"IF(M102=\"\",\"\",0.9)","v":""},null,{"$f":"IFERROR(IF(_xlfn.XLOOKUP(M102,Daten!$A$309:$A$357,Daten!$L$309:$L$357)=1,_xlfn.XLOOKUP(M102,Daten!$A$309:$A$357,Daten!$K$309:$K$357,\"\"),\"\"),\"\")","v":""},{"$nulls":14},{"$f":"IF(ISNUMBER(S102),S102,_xlfn.XLOOKUP(M102,Daten!$A$309:$A$357,Daten!$K$309:$K$357,1))","v":1},{"$f":"IF(ISNUMBER(Q102),Q102,0.9)","v":0.9},{"$f":"IFERROR(IF(_xlfn.XLOOKUP($M102,Daten!$A$309:$A$357,Daten!$L$309:$L$357)<>0,$AH102,$AI102),1)","v":1},{"$nulls":6},{"$f":"IFERROR(IF(C102=\"x\",K102/(SUMIF(C102:C104,\"x\",K102:K104)+SUMIF(AV102:AV104,\"x\",BA102:BA104)),0),0)","v":{"v":0,"d":"0%"}},{"$f":"IFERROR(IF(E102=\"x\",K102/(SUMIF(E102:E104,\"x\",K102:K104)+SUMIF(AX102:AX104,\"x\",BA102:BA104)),0),0)","v":{"v":0,"d":"0%"}},{"$f":"IFERROR(IF(G102=\"x\",K102/(SUMIF(G102:G104,\"x\",K102:K104)+SUMIF(AZ102:AZ104,\"x\",BA102:BA104)),0),0)","v":{"v":0,"d":"0%"}},null,false,{"$f":"IF(AND(NOT($BA102=\"-\"),AU102),\"x\",\"\")","v":""},false,{"$f":"IF(AND(NOT($BA102=\"-\"),AW102),\"x\",\"\")","v":""},false,{"$f":"IF(AND(NOT($BA102=\"-\"),AY102),\"x\",\"\")","v":""},{"$f":"IF(GT!E107=\"\",\"-\",GT!E107)","v":"-"},null,{"$f":"IF(GT!G107=\"\",\"-\",GT!G107)","v":"-"},{"$nulls":3},{"$f":"IF(GT!K107=\"\",\"-\",GT!K107)","v":"-"},null,{"$f":"IF(GT!M107=\"\",\"-\",GT!M107)","v":"-"},null,{"$f":"IF(GT!O107=\"\",\"-\",GT!O107)","v":"-"},null,{"$f":"IF(GT!Q107=\"\",\"-\",GT!Q107)","v":"-"},null,{"$f":"IF(GT!S107=\"\",\"-\",GT!S107)","v":"-"},null,{"$f":"IF(GT!U107=\"\",\"-\",GT!U107)","v":"-"},{"$nulls":4},{"$f":"GT!AI107","v":1},{"$nulls":5},{"$f":"IFERROR(IF(AV102=\"x\",BA102/(SUMIF(C102:C104,\"x\",K102:K104)+SUMIF(AV102:AV104,\"x\",BA102:BA104)),0),0)","v":{"v":0,"d":"0%"}},{"$f":"IFERROR(IF(AX102=\"x\",BA102/(SUMIF(E102:E104,\"x\",K102:K104)+SUMIF(AX102:AX104,\"x\",BA102:BA104)),0),0)","v":{"v":0,"d":"0%"}},{"$f":"IFERROR(IF(AZ102=\"x\",BA102/(SUMIF(G102:G104,\"x\",K102:K104)+SUMIF(AZ102:AZ104,\"x\",BA102:BA104)),0),0)","v":{"v":0,"d":"0%"}}]
[]
[null,false,{"$f":"IF(AND(NOT(ISBLANK($I104)),B104),\"x\",\"\")","v":""},false,{"$f":"IF(AND(NOT(ISBLANK($I104)),D104),\"x\",\"\")","v":""},false,{"$f":"IF(AND(NOT(ISBLANK($I104)),F104),\"x\",\"\")","v":""},{"$nulls":9},{"$f":"IF(M104=\"\",\"\",0.9)","v":""},null,{"$f":"IFERROR(IF(_xlfn.XLOOKUP(M104,Daten!$A$309:$A$357,Daten!$L$309:$L$357)=1,_xlfn.XLOOKUP(M104,Daten!$A$309:$A$357,Daten!$K$309:$K$357,\"\"),\"\"),\"\")","v":""},{"$nulls":14},{"$f":"IF(ISNUMBER(S104),S104,_xlfn.XLOOKUP(M104,Daten!$A$309:$A$357,Daten!$K$309:$K$357,1))","v":1},{"$f":"IF(ISNUMBER(Q104),Q104,0.9)","v":0.9},{"$f":"IFERROR(IF(_xlfn.XLOOKUP($M104,Daten!$A$309:$A$357,Daten!$L$309:$L$357)<>0,$AH104,$AI104),1)","v":1},{"$nulls":6},{"$f":"IFERROR(IF(C104=\"x\",K104/(SUMIF(C102:C104,\"x\",K102:K104)+SUMIF(AV102:AV104,\"x\",BA102:BA104)),0),0)","v":{"v":0,"d":"0%"}},{"$f":"IFERROR(IF(E104=\"x\",K104/(SUMIF(E102:E104,\"x\",K102:K104)+SUMIF(AX102:AX104,\"x\",BA102:BA104)),0),0)","v":{"v":0,"d":"0%"}},{"$f":"IFERROR(IF(G102=\"x\",K104/(SUMIF(G102:G104,\"x\",K102:K104)+SUMIF(AZ102:AZ104,\"x\",BA102:BA104)),0),0)","v":{"v":0,"d":"0%"}},null,false,{"$f":"IF(AND(NOT($BA104=\"-\"),AU104),\"x\",\"\")","v":""},false,{"$f":"IF(AND(NOT($BA104=\"-\"),AW104),\"x\",\"\")","v":""},false,{"$f":"IF(AND(NOT($BA104=\"-\"),AY104),\"x\",\"\")","v":""},{"$f":"IF(GT!E109=\"\",\"-\",GT!E109)","v":"-"},null,{"$f":"IF(GT!G109=\"\",\"-\",GT!G109)","v":"-"},{"$nulls":3},{"$f":"IF(GT!K109=\"\",\"-\",GT!K109)","v":"-"},null,{"$f":"IF(GT!M109=\"\",\"-\",GT!M109)","v":"-"},null,{"$f":"IF(GT!O109=\"\",\"-\",GT!O109)","v":"-"},null,{"$f":"IF(GT!Q109=\"\",\"-\",GT!Q109)","v":"-"},null,{"$f":"IF(GT!S109=\"\",\"-\",GT!S109)","v":"-"},null,{"$f":"IF(GT!U109=\"\",\"-\",GT!U109)","v":"-"},{"$nulls":4},{"$f":"GT!AI109","v":1},{"$nulls":5},{"$f":"IFERROR(IF(AV104=\"x\",BA104/(SUMIF(C102:C104,\"x\",K102:K104)+SUMIF(AV102:AV104,\"x\",BA102:BA104)),0),0)","v":{"v":0,"d":"0%"}},{"$f":"IFERROR(IF(AX104=\"x\",BA104/(SUMIF(E102:E104,\"x\",K102:K104)+SUMIF(AX102:AX104,\"x\",BA102:BA104)),0),0)","v":{"v":0,"d":"0%"}},{"$f":"IFERROR(IF(AZ104=\"x\",BA104/(SUMIF(G102:G104,\"x\",K102:K104)+SUMIF(AZ102:AZ104,\"x\",BA102:BA104)),0),0)","v":{"v":0,"d":"0%"}}]
[]
[{"$nulls":8},{"$f":"IF(Kat_2=0,\"\",\"Standardwerte überschreiben:\")","v":""},{"$nulls":3},{"$f":"IF(Kat_2=0,\"\",\"Emissionen\")","v":""},{"$nulls":3},{"$f":"IF(Kat_2=0,\"\",\"Primärenergiefaktor\")","v":""},{"$nulls":37},{"$f":"IF(GT!G111=\"\",\"-\",GT!G111)","v":"-"},{"$nulls":3},{"$f":"IF(GT!K111=\"\",\"-\",GT!K111)","v":"-"}]
[]
[{"$nulls":10},{"$f":"IF(OR(Kat_2=0,I102=0),\"\",I102)","v":""},null,{"$f":"IF(AF108=0,\"\",AF108)","v":""},null,"[kgCO2eq/kWh]",null,{"$f":"IF(AG108=0,\"\",AG108)","v":""},null,"[kWhPrE/kWhEndE]",{"$nulls":12},{"$f":"IFERROR(IF(_xlfn.XLOOKUP(M102,Daten!$A$309:$A$357,Daten!$L$309:$L$357),IF(GT!$Z$2=2,Daten!$I$362,Daten!$E$362),\n_xlfn.XLOOKUP(M102,Daten!$A$309:$A$357,IF(GT!$Z$2=2,Daten!$I$309:$I$357,Daten!$E$309:$E$357))),0)","v":{"v":0,"d":"0.0000"}},{"$f":"IFERROR(IF(_xlfn.XLOOKUP(M102,Daten!$A$309:$A$357,Daten!$L$309:$L$357),IF(GT!$Z$2=2,Daten!$G$362,Daten!$C$362),\n_xlfn.XLOOKUP(M102,Daten!$A$309:$A$357,IF(GT!$Z$2=2,Daten!$G$309:$G$357,Daten!$C$309:$C$357))),0)","v":{"v":0,"d":"0.0000"}},{"$nulls":21},{"$f":"IF(GT!G113=\"\",IF(GT!Z113=0,\"-\",GT!Z113),GT!G113)","v":"-"},{"$nulls":3},{"$f":"IF(GT!K113=\"\",IF(GT!AA113=0,\"-\",GT!AA113),GT!K113)","v":"-"}]
[]
[{"$nulls":10},{"$f":"IF(OR(Kat_2=0,I104=0),\"\",I104)","v":""},null,{"$f":"IF(AF110=0,\"\",AF110)","v":""},null,"[kgCO2eq/kWh]",null,{"$f":"IF(AG110=0,\"\",AG110)","v":""},null,"[kWhPrE/kWhEndE]",{"$nulls":12},{"$f":"IFERROR(IF(_xlfn.XLOOKUP(M104,Daten!$A$309:$A$357,Daten!$L$309:$L$357),IF(GT!$Z$2=2,Daten!$I$362,Daten!$E$362),\n_xlfn.XLOOKUP(M104,Daten!$A$309:$A$357,IF(GT!$Z$2=2,Daten!$I$309:$I$357,Daten!$E$309:$E$357))),0)","v":{"v":0,"d":"0.0000"}},{"$f":"IFERROR(IF(_xlfn.XLOOKUP(M104,Daten!$A$309:$A$357,Daten!$L$309:$L$357),IF(GT!$Z$2=2,Daten!$G$362,Daten!$C$362),\n_xlfn.XLOOKUP(M104,Daten!$A$309:$A$357,IF(GT!$Z$2=2,Daten!$G$309:$G$357,Daten!$C$309:$C$357))),0)","v":{"v":0,"d":"0.0000"}},{"$nulls":21},{"$f":"IF(GT!G115=\"\",IF(GT!Z115=0,\"-\",GT!Z115),GT!G115)","v":"-"},{"$nulls":3},{"$f":"IF(GT!K115=\"\",IF(GT!AA115=0,\"-\",GT!AA115),GT!K115)","v":"-"}]
[]
[{"$nulls":7},{"$f":"IF(Kat_3=0,\"2.3: keine Auswahl\",\"2.3: \" & TEXT(Kat_3, \"0\"))","v":"2.3: keine Auswahl"}]
[]
[null,false,{"$f":"IF(AND(NOT(ISBLANK($I114)),B114),\"x\",\"\")","v":""},false,{"$f":"IF(AND(NOT(ISBLANK($I114)),D114),\"x\",\"\")","v":""},false,{"$f":"IF(AND(NOT(ISBLANK($I114)),F114),\"x\",\"\")","v":""},null,{"$f":"IF(Kat_3=0,\"\",\"Verbrauch\")","v":""},{"$nulls":3},"[kWh/a]",{"$nulls":9},"Investitions-\nKosten[CHF]",null,"Kosten [CHF/a]:",{"$nulls":27},{"$f":"IF(GT!E119=\"\",\"-\",GT!E119)","v":"-"},null,"Verbrauch [kWh/a]",{"$nulls":11},"Kosten [CHF/a]:"]
[]
[{"$nulls":8},"Bezeichnung Erzeuger:",null,"Anteil [%]:",null,"Typ:",{"$nulls":3},"Effizienz [%]:",null,"JAZ:",null,"Leistung [kW]:",{"$nulls":3},"Betrieb:",null,"Instandhalt.:",{"$nulls":25},"Anteil [%]:",null,"Typ:",{"$nulls":3},"Effizienz:",null,"JAZ:",null,"Leistung [kW]:",null,"Baujahr:",null,"Betrieb:",null,"Instandhalt.:"]
[]
[null,false,{"$f":"IF(AND(NOT(ISBLANK($I118)),B118),\"x\",\"\")","v":""},false,{"$f":"IF(AND(NOT(ISBLANK($I118)),D118),\"x\",\"\")","v":""},false,{"$f":"IF(AND(NOT(ISBLANK($I118)),F118),\"x\",\"\")","v":""},{"$nulls":9},{"$f":"IF(M118=\"\",\"\",0.9)","v":""},null,{"$f":"IFERROR(IF(_xlfn.XLOOKUP(M118,Daten!$A$309:$A$357,Daten!$L$309:$L$357)=1,_xlfn.XLOOKUP(M118,Daten!$A$309:$A$357,Daten!$K$309:$K$357,\"\"),\"\"),\"\")","v":""},{"$nulls":14},{"$f":"IF(ISNUMBER(S118),S118,_xlfn.XLOOKUP(M118,Daten!$A$309:$A$357,Daten!$K$309:$K$357,1))","v":1},{"$f":"IF(ISNUMBER(Q118),Q118,0.9)","v":0.9},{"$f":"IFERROR(IF(_xlfn.XLOOKUP($M118,Daten!$A$309:$A$357,Daten!$L$309:$L$357)<>0,$AH118,$AI118),1)","v":1},{"$nulls":6},{"$f":"IFERROR(IF(C118=\"x\",K118/(SUMIF(C118:C120,\"x\",K118:K120)+SUMIF(AV118:AV120,\"x\",BA118:BA120)),0),0)","v":{"v":0,"d":"0%"}},{"$f":"IFERROR(IF(E118=\"x\",K118/(SUMIF(E118:E120,\"x\",K118:K120)+SUMIF(AX118:AX120,\"x\",BA118:BA120)),0),0)","v":{"v":0,"d":"0%"}},{"$f":"IFERROR(IF(G118=\"x\",K118/(SUMIF(G118:G120,\"x\",K118:K120)+SUMIF(AZ118:AZ120,\"x\",BA118:BA120)),0),0)","v":{"v":0,"d":"0%"}},null,false,{"$f":"IF(AND(NOT($BA118=\"-\"),AU118),\"x\",\"\")","v":""},false,{"$f":"IF(AND(NOT($BA118=\"-\"),AW118),\"x\",\"\")","v":""},false,{"$f":"IF(AND(NOT($BA118=\"-\"),AY118),\"x\",\"\")","v":""},{"$f":"IF(GT!E125=\"\",\"-\",GT!E125)","v":"-"},null,{"$f":"IF(GT!G125=\"\",\"-\",GT!G125)","v":"-"},{"$nulls":3},{"$f":"IF(GT!K125=\"\",\"-\",GT!K125)","v":"-"},null,{"$f":"IF(GT!M125=\"\",\"-\",GT!M125)","v":"-"},null,{"$f":"IF(GT!O125=\"\",\"-\",GT!O125)","v":"-"},null,{"$f":"IF(GT!Q125=\"\",\"-\",GT!Q125)","v":"-"},null,{"$f":"IF(GT!S125=\"\",\"-\",GT!S125)","v":"-"},null,{"$f":"IF(GT!U125=\"\",\"-\",GT!U125)","v":"-"},{"$nulls":4},{"$f":"GT!AI125","v":1},{"$nulls":5},{"$f":"IFERROR(IF(AV118=\"x\",BA118/(SUMIF(C118:C120,\"x\",K118:K120)+SUMIF(AV118:AV120,\"x\",BA118:BA120)),0),0)","v":{"v":0,"d":"0%"}},{"$f":"IFERROR(IF(AX118=\"x\",BA118/(SUMIF(E118:E120,\"x\",K118:K120)+SUMIF(AX118:AX120,\"x\",BA118:BA120)),0),0)","v":{"v":0,"d":"0%"}},{"$f":"IFERROR(IF(AZ118=\"x\",BA118/(SUMIF(G118:G120,\"x\",K118:K120)+SUMIF(AZ118:AZ120,\"x\",BA118:BA120)),0),0)","v":{"v":0,"d":"0%"}}]
[]
[null,false,{"$f":"IF(AND(NOT(ISBLANK($I120)),B120),\"x\",\"\")","v":""},false,{"$f":"IF(AND(NOT(ISBLANK($I120)),D120),\"x\",\"\")","v":""},false,{"$f":"IF(AND(NOT(ISBLANK($I120)),F120),\"x\",\"\")","v":""},{"$nulls":9},{"$f":"IF(M120=\"\",\"\",0.9)","v":""},null,{"$f":"IFERROR(IF(_xlfn.XLOOKUP(M120,Daten!$A$309:$A$357,Daten!$L$309:$L$357)=1,_xlfn.XLOOKUP(M120,Daten!$A$309:$A$357,Daten!$K$309:$K$357,\"\"),\"\"),\"\")","v":""},{"$nulls":14},{"$f":"IF(ISNUMBER(S120),S120,_xlfn.XLOOKUP(M120,Daten!$A$309:$A$357,Daten!$K$309:$K$357,1))","v":1},{"$f":"IF(ISNUMBER(Q120),Q120,0.9)","v":0.9},{"$f":"IFERROR(IF(_xlfn.XLOOKUP($M120,Daten!$A$309:$A$357,Daten!$L$309:$L$357)<>0,$AH120,$AI120),1)","v":1},{"$nulls":6},{"$f":"IFERROR(IF(C120=\"x\",K120/(SUMIF(C118:C120,\"x\",K118:K120)+SUMIF(AV118:AV120,\"x\",BA118:BA120)),0),0)","v":{"v":0,"d":"0%"}},{"$f":"IFERROR(IF(E120=\"x\",K120/(SUMIF(E118:E120,\"x\",K118:K120)+SUMIF(AX118:AX120,\"x\",BA118:BA120)),0),0)","v":{"v":0,"d":"0%"}},{"$f":"IFERROR(IF(G118=\"x\",K120/(SUMIF(G118:G120,\"x\",K118:K120)+SUMIF(AZ118:AZ120,\"x\",BA118:BA120)),0),0)","v":{"v":0,"d":"0%"}},null,false,{"$f":"IF(AND(NOT($BA120=\"-\"),AU120),\"x\",\"\")","v":""},false,{"$f":"IF(AND(NOT($BA120=\"-\"),AW120),\"x\",\"\")","v":""},false,{"$f":"IF(AND(NOT($BA120=\"-\"),AY120),\"x\",\"\")","v":""},{"$f":"IF(GT!E127=\"\",\"-\",GT!E127)","v":"-"},null,{"$f":"IF(GT!G127=\"\",\"-\",GT!G127)","v":"-"},{"$nulls":3},{"$f":"IF(GT!K127=\"\",\"-\",GT!K127)","v":"-"},null,{"$f":"IF(GT!M127=\"\",\"-\",GT!M127)","v":"-"},null,{"$f":"IF(GT!O127=\"\",\"-\",GT!O127)","v":"-"},null,{"$f":"IF(GT!Q127=\"\",\"-\",GT!Q127)","v":"-"},null,{"$f":"IF(GT!S127=\"\",\"-\",GT!S127)","v":"-"},null,{"$f":"IF(GT!U127=\"\",\"-\",GT!U127)","v":"-"},{"$nulls":4},{"$f":"GT!AI127","v":1},{"$nulls":5},{"$f":"IFERROR(IF(AV120=\"x\",BA120/(SUMIF(C118:C120,\"x\",K118:K120)+SUMIF(AV118:AV120,\"x\",BA118:BA120)),0),0)","v":{"v":0,"d":"0%"}},{"$f":"IFERROR(IF(AX120=\"x\",BA120/(SUMIF(E118:E120,\"x\",K118:K120)+SUMIF(AX118:AX120,\"x\",BA118:BA120)),0),0)","v":{"v":0,"d":"0%"}},{"$f":"IFERROR(IF(AZ120=\"x\",BA120/(SUMIF(G118:G120,\"x\",K118:K120)+SUMIF(AZ118:AZ120,\"x\",BA118:BA120)),0),0)","v":{"v":0,"d":"0%"}}]
[]
[{"$nulls":8},{"$f":"IF(Kat_3=0,\"\",\"Standardwerte überschreiben:\")","v":""},{"$nulls":3},{"$f":"IF(Kat_3=0,\"\",\"Emissionen\")","v":""},{"$nulls":3},{"$f":"IF(Kat_3=0,\"\",\"Primärenergiefaktor\")","v":""},{"$nulls":37},{"$f":"IF(GT!G129=\"\",\"-\",GT!G129)","v":"-"},{"$nulls":3},{"$f":"IF(GT!K129=\"\",\"-\",GT!K129)","v":"-"}]
[]
[{"$nulls":10},{"$f":"IF(OR(Kat_3=0,I118=0),\"\",I118)","v":""},null,{"$f":"IF(AF124=0,\"\",AF124)","v":""},null,"[kgCO2eq/kWh]",null,{"$f":"IF(AG124=0,\"\",AG124)","v":""},null,"[kWhPrE/kWhEndE]",{"$nulls":12},{"$f":"IFERROR(IF(_xlfn.XLOOKUP(M118,Daten!$A$309:$A$357,Daten!$L$309:$L$357),IF(GT!$Z$2=2,Daten!$I$362,Daten!$E$362),\n_xlfn.XLOOKUP(M118,Daten!$A$309:$A$357,IF(GT!$Z$2=2,Daten!$I$309:$I$357,Daten!$E$309:$E$357))),0)","v":{"v":0,"d":"0.0000"}},{"$f":"IFERROR(IF(_xlfn.XLOOKUP(M118,Daten!$A$309:$A$357,Daten!$L$309:$L$357),IF(GT!$Z$2=2,Daten!$G$362,Daten!$C$362),\n_xlfn.XLOOKUP(M118,Daten!$A$309:$A$357,IF(GT!$Z$2=2,Daten!$G$309:$G$357,Daten!$C$309:$C$357))),0)","v":{"v":0,"d":"0.0000"}},{"$nulls":21},{"$f":"IF(GT!G131=\"\",IF(GT!Z131=0,\"-\",GT!Z131),GT!G131)","v":"-"},{"$nulls":3},{"$f":"IF(GT!K131=\"\",IF(GT!AA131=0,\"-\",GT!AA131),GT!K131)","v":"-"}]
[]
[{"$nulls":10},{"$f":"IF(OR(Kat_3=0,I120=0),\"\",I120)","v":""},null,{"$f":"IF(AF126=0,\"\",AF126)","v":""},null,"[kgCO2eq/kWh]",null,{"$f":"IF(AG126=0,\"\",AG126)","v":""},null,"[kWhPrE/kWhEndE]",{"$nulls":12},{"$f":"IFERROR(IF(_xlfn.XLOOKUP(M120,Daten!$A$309:$A$357,Daten!$L$309:$L$357),IF(GT!$Z$2=2,Daten!$I$362,Daten!$E$362),\n_xlfn.XLOOKUP(M120,Daten!$A$309:$A$357,IF(GT!$Z$2=2,Daten!$I$309:$I$357,Daten!$E$309:$E$357))),0)","v":{"v":0,"d":"0.0000"}},{"$f":"IFERROR(IF(_xlfn.XLOOKUP(M120,Daten!$A$309:$A$357,Daten!$L$309:$L$357),IF(GT!$Z$2=2,Daten!$G$362,Daten!$C$362),\n_xlfn.XLOOKUP(M120,Daten!$A$309:$A$357,IF(GT!$Z$2=2,Daten!$G$309:$G$357,Daten!$C$309:$C$357))),0)","v":{"v":0,"d":"0.0000"}},{"$nulls":21},{"$f":"IF(GT!G133=\"\",IF(GT!Z133=0,\"-\",GT!Z133),GT!G133)","v":"-"},{"$nulls":3},{"$f":"IF(GT!K133=\"\",IF(GT!AA133=0,\"-\",GT!AA133),GT!K133)","v":"-"}]
[]
[{"$nulls":10},{"$f":"IF(Kat_1=0,\"keine Auswahl\",\"Kat.1: \" & TEXT(Kat_1, \"0\"))","v":"keine Auswahl"},{"$nulls":3},{"$f":"IF(Kat_2=0,\"keine Auswahl\",\"Kat.2: \" & TEXT(Kat_2, \"0\"))","v":"keine Auswahl"},{"$nulls":3},{"$f":"IF(Kat_3=0,\"keine Auswahl\",\"Kat.3: \" & TEXT(Kat_3, \"0\"))","v":"keine Auswahl"},{"$nulls":33},{"$f":"IF(Kat_1=0,\"\",Kat_1)","v":""},{"$nulls":3},{"$f":"IF(Kat_2=0,\"\",Kat_2)","v":""},{"$nulls":3},{"$f":"IF(Kat_3=0,\"\",Kat_3)","v":""}]
[{"$nulls":8},"Fassungsvermögen Boiler [L]",{"$nulls":43},{"$f":"IF(GT!E136=\"\",\"-\",GT!E136)","v":"-"},{"$nulls":3},{"$f":"IF(GT!I136=\"\",\"-\",GT!I136)","v":"-"},{"$nulls":3},{"$f":"IF(GT!M136=\"\",\"-\",GT!M136)","v":"-"}]
[]
[{"$nulls":8},"Dämmdicke Leitungen [cm]",{"$nulls":43},{"$f":"IF(GT!E138=\"\",\"-\",GT!E138)","v":"-"},{"$nulls":3},{"$f":"IF(GT!I138=\"\",\"-\",GT!I138)","v":"-"},{"$nulls":3},{"$f":"IF(GT!M138=\"\",\"-\",GT!M138)","v":"-"}]
[]
[{"$nulls":7},"3 Prozesswärme",{"$nulls":44},{"$f":"H133","v":"3 Prozesswärme"},{"$nulls":30},"Kommentare:"]
[]
[{"$nulls":7},{"$f":"IF(Kat_1=0,\"3.1: keine Auswahl\",\"3.1: \" & TEXT(Kat_1, \"0\"))","v":"3.1: keine Auswahl"},{"$nulls":12},"Abwärme Raum [%]:",null,"Abwärme Warm-wasser [%]:",{"$nulls":39},"Abwärme Raum [%]:",null,"Abwärme Warm-wasser [%]:"]
[]
[null,false,{"$f":"IF(AND(NOT(ISBLANK($I137)),B137),\"x\",\"\")","v":""},false,{"$f":"IF(AND(NOT(ISBLANK($I137)),D137),\"x\",\"\")","v":""},false,{"$f":"IF(AND(NOT(ISBLANK($I137)),F137),\"x\",\"\")","v":""},null,{"$f":"IF(Kat_1=0,\"\",\"Verbrauch\")","v":""},{"$nulls":3},"[kWh/a]",{"$nulls":13},"Kosten [CHF/a]:",{"$nulls":25},{"$f":"IF(GT!E148=\"\",\"-\",GT!E148)","v":"-"},null,"Verbrauch [kWh/a]",{"$nulls":15},"Kosten [CHF/a]:"]
[]
[{"$nulls":8},"Bezeichnung Erzeuger:",null,"Anteil [%]:",null,"Typ:",{"$nulls":3},"Effizienz [%]:",null,"JAZ:",{"$nulls":5},"Leistung [kW]:",null,"Investition:",null,"Betrieb:",null,"Instandhalt.:",{"$nulls":21},"Anteil [%]:",null,"Typ:",{"$nulls":3},"Effizienz:",null,"JAZ:",{"$nulls":5},"Leistung [kW]:",null,"Baujahr:",null,"Betrieb:",null,"Instandhalt.:"]
[]
[null,false,{"$f":"IF(AND(NOT(ISBLANK($I141)),B141),\"x\",\"\")","v":""},false,{"$f":"IF(AND(NOT(ISBLANK($I141)),D141),\"x\",\"\")","v":""},false,{"$f":"IF(AND(NOT(ISBLANK($I141)),F141),\"x\",\"\")","v":""},{"$nulls":9},{"$f":"IF(M141=\"\",\"\",0.9)","v":""},null,{"$f":"IFERROR(IF(_xlfn.XLOOKUP(M141,Daten!$A$309:$A$357,Daten!$L$309:$L$357)=1,_xlfn.XLOOKUP(M141,Daten!$A$309:$A$357,Daten!$K$309:$K$357,\"\"),\"\"),\"\")","v":""},{"$nulls":14},{"$f":"IF(ISNUMBER(S141),S141,_xlfn.XLOOKUP(M141,Daten!$A$309:$A$357,Daten!$K$309:$K$357,1))","v":1},{"$f":"IF(ISNUMBER(Q141),Q141,0.9)","v":0.9},{"$f":"IFERROR(IF(_xlfn.XLOOKUP($M141,Daten!$A$309:$A$357,Daten!$L$309:$L$357)<>0,$AH141,$AI141),1)","v":1},null,{"$f":"IFERROR(K141*U141,0)","v":{"v":0,"d":"0%"}},{"$f":"IFERROR(IF(C141=\"x\",AL141/AL149,0),0)","v":{"v":0,"d":"0%"}},{"$f":"IFERROR(IF(E141=\"x\",AL141/AL151,0),0)","v":{"v":0,"d":"0%"}},{"$f":"IFERROR(IF(G141=\"x\",AL141/AL153,0),0)","v":{"v":0,"d":"0%"}},{"$f":"IFERROR(K141*W141,0)","v":{"v":0,"d":"0%"}},{"$f":"IFERROR(IF(C141=\"x\",AP141/AP149,0),0)","v":{"v":0,"d":"0%"}},{"$f":"IFERROR(IF(E141=\"x\",AP141/AP151,0),0)","v":{"v":0,"d":"0%"}},{"$f":"IFERROR(IF(G141=\"x\",AP141/AP153,0),0)","v":{"v":0,"d":"0%"}},null,false,{"$f":"IF(AND(NOT($BA141=\"-\"),AU141),\"x\",\"\")","v":""},false,{"$f":"IF(AND(NOT($BA141=\"-\"),AW141),\"x\",\"\")","v":""},false,{"$f":"IF(AND(NOT($BA141=\"-\"),AY141),\"x\",\"\")","v":""},{"$f":"IF(GT!E152=\"\",\"-\",GT!E152)","v":"-"},null,{"$f":"IF(GT!G152=\"\",\"-\",GT!G152)","v":"-"},{"$nulls":3},{"$f":"IF(GT!K152=\"\",\"-\",GT!K152)","v":"-"},null,{"$f":"IF(GT!M152=\"\",\"-\",GT!M152)","v":"-"},null,{"$f":"IF(GT!O152=\"\",\"-\",GT!O152)","v":"-"},null,{"$f":"IF(GT!Q152=\"\",\"-\",GT!Q152)","v":"-"},null,{"$f":"IF(GT!S152=\"\",\"-\",GT!S152)","v":"-"},null,{"$f":"IF(GT!U152=\"\",\"-\",GT!U152)","v":"-"},null,{"$f":"IF(GT!W152=\"\",\"-\",GT!W152)","v":"-"},null,{"$f":"IF(GT!Y152=\"\",\"-\",GT!Y152)","v":"-"},{"$f":"GT!AI152","v":1},{"$f":"IFERROR(BA141*BK141,0)","v":{"v":0,"d":"0%"}},{"$f":"IFERROR(IF(AV141=\"x\",IFERROR(BW141,0)/AL149,0),0)","v":{"v":0,"d":"0%"}},{"$f":"IFERROR(IF(AX141=\"x\",IFERROR(BW141,0)/AL151,0),0)","v":{"v":0,"d":"0%"}},{"$f":"IFERROR(IF(AZ141=\"x\",IFERROR(BW141,0)/AL153,0),0)","v":{"v":0,"d":"0%"}},{"$f":"IFERROR(BA141*BM141,0)","v":{"v":0,"d":"0%"}},{"$f":"IFERROR(IF(AV141=\"x\",IFERROR(CA141,0)/AP149,0),0)","v":{"v":0,"d":"0%"}},{"$f":"IFERROR(IF(AX141=\"x\",IFERROR(CA141,0)/AP151,0),0)","v":{"v":0,"d":"0%"}},{"$f":"IFERROR(IF(AZ141=\"x\",IFERROR(CA141,0)/AP153,0),0)","v":{"v":0,"d":"0%"}}]
[]
[null,false,{"$f":"IF(AND(NOT(ISBLANK($I143)),B143),\"x\",\"\")","v":""},false,{"$f":"IF(AND(NOT(ISBLANK($I143)),D143),\"x\",\"\")","v":""},false,{"$f":"IF(AND(NOT(ISBLANK($I143)),F143),\"x\",\"\")","v":""},{"$nulls":9},{"$f":"IF(M143=\"\",\"\",0.9)","v":""},null,{"$f":"IFERROR(IF(_xlfn.XLOOKUP(M143,Daten!$A$309:$A$357,Daten!$L$309:$L$357)=1,_xlfn.XLOOKUP(M143,Daten!$A$309:$A$357,Daten!$K$309:$K$357,\"\"),\"\"),\"\")","v":""},{"$nulls":14},{"$f":"IF(ISNUMBER(S143),S143,_xlfn.XLOOKUP(M143,Daten!$A$309:$A$357,Daten!$K$309:$K$357,1))","v":1},{"$f":"IF(ISNUMBER(Q143),Q143,0.9)","v":0.9},{"$f":"IFERROR(IF(_xlfn.XLOOKUP($M143,Daten!$A$309:$A$357,Daten!$L$309:$L$357)<>0,$AH143,$AI143),1)","v":1},null,{"$f":"IFERROR(K143*U143,0)","v":{"v":0,"d":"0%"}},{"$f":"IFERROR(IF(C143=\"x\",AL143/AL149,0),0)","v":{"v":0,"d":"0%"}},{"$f":"IFERROR(IF(E143=\"x\",AL143/AL151,0),0)","v":{"v":0,"d":"0%"}},{"$f":"IFERROR(IF(G143=\"x\",AL143/AL153,0),0)","v":{"v":0,"d":"0%"}},{"$f":"IFERROR(K143*W143,0)","v":{"v":0,"d":"0%"}},{"$f":"IFERROR(IF(C143=\"x\",AP143/AP149,0),0)","v":{"v":0,"d":"0%"}},{"$f":"IFERROR(IF(E143=\"x\",AP143/AP151,0),0)","v":{"v":0,"d":"0%"}},{"$f":"IFERROR(IF(G143=\"x\",AP143/AP153,0),0)","v":{"v":0,"d":"0%"}},null,false,{"$f":"IF(AND(NOT($BA143=\"-\"),AU143),\"x\",\"\")","v":""},false,{"$f":"IF(AND(NOT($BA143=\"-\"),AW143),\"x\",\"\")","v":""},false,{"$f":"IF(AND(NOT($BA143=\"-\"),AY143),\"x\",\"\")","v":""},{"$f":"IF(GT!E154=\"\",\"-\",GT!E154)","v":"-"},null,{"$f":"IF(GT!G154=\"\",\"-\",GT!G154)","v":"-"},{"$nulls":3},{"$f":"IF(GT!K154=\"\",\"-\",GT!K154)","v":"-"},null,{"$f":"IF(GT!M154=\"\",\"-\",GT!M154)","v":"-"},null,{"$f":"IF(GT!O154=\"\",\"-\",GT!O154)","v":"-"},null,{"$f":"IF(GT!Q154=\"\",\"-\",GT!Q154)","v":"-"},null,{"$f":"IF(GT!S154=\"\",\"-\",GT!S154)","v":"-"},null,{"$f":"IF(GT!U154=\"\",\"-\",GT!U154)","v":"-"},null,{"$f":"IF(GT!W154=\"\",\"-\",GT!W154)","v":"-"},null,{"$f":"IF(GT!Y154=\"\",\"-\",GT!Y154)","v":"-"},{"$f":"GT!AI154","v":1},{"$f":"IFERROR(BA143*BK143,0)","v":{"v":0,"d":"0%"}},{"$f":"IFERROR(IF(AV143=\"x\",IFERROR(BW143,0)/AL149,0),0)","v":{"v":0,"d":"0%"}},{"$f":"IFERROR(IF(AX143=\"x\",IFERROR(BW143,0)/AL151,0),0)","v":{"v":0,"d":"0%"}},{"$f":"IFERROR(IF(AZ143=\"x\",IFERROR(BW143,0)/AL153,0),0)","v":{"v":0,"d":"0%"}},{"$f":"IFERROR(BA143*BM143,0)","v":{"v":0,"d":"0%"}},{"$f":"IFERROR(IF(AV143=\"x\",IFERROR(CA143,0)/AP149,0),0)","v":{"v":0,"d":"0%"}},{"$f":"IFERROR(IF(AX143=\"x\",IFERROR(CA143,0)/AP151,0),0)","v":{"v":0,"d":"0%"}},{"$f":"IFERROR(IF(AZ143=\"x\",IFERROR(CA143,0)/AP153,0),0)","v":{"v":0,"d":"0%"}}]
[]
[null,false,{"$f":"IF(AND(NOT(ISBLANK($I145)),B145),\"x\",\"\")","v":""},false,{"$f":"IF(AND(NOT(ISBLANK($I145)),D145),\"x\",\"\")","v":""},false,{"$f":"IF(AND(NOT(ISBLANK($I145)),F145),\"x\",\"\")","v":""},{"$nulls":9},{"$f":"IF(M145=\"\",\"\",0.9)","v":""},null,{"$f":"IFERROR(IF(_xlfn.XLOOKUP(M145,Daten!$A$309:$A$357,Daten!$L$309:$L$357)=1,_xlfn.XLOOKUP(M145,Daten!$A$309:$A$357,Daten!$K$309:$K$357,\"\"),\"\"),\"\")","v":""},{"$nulls":14},{"$f":"IF(ISNUMBER(S145),S145,_xlfn.XLOOKUP(M145,Daten!$A$309:$A$357,Daten!$K$309:$K$357,1))","v":1},{"$f":"IF(ISNUMBER(Q145),Q145,0.9)","v":0.9},{"$f":"IFERROR(IF(_xlfn.XLOOKUP($M145,Daten!$A$309:$A$357,Daten!$L$309:$L$357)<>0,$AH145,$AI145),1)","v":1},null,{"$f":"IFERROR(K145*U145,0)","v":{"v":0,"d":"0%"}},{"$f":"IFERROR(IF(C145=\"x\",AL145/AL149,0),0)","v":{"v":0,"d":"0%"}},{"$f":"IFERROR(IF(E145=\"x\",AL145/AL151,0),0)","v":{"v":0,"d":"0%"}},{"$f":"IFERROR(IF(G145=\"x\",AL145/AL153,0),0)","v":{"v":0,"d":"0%"}},{"$f":"IFERROR(K145*W145,0)","v":{"v":0,"d":"0%"}},{"$f":"IFERROR(IF(C145=\"x\",AP145/AP149,0),0)","v":{"v":0,"d":"0%"}},{"$f":"IFERROR(IF(E145=\"x\",AP145/AP151,0),0)","v":{"v":0,"d":"0%"}},{"$f":"IFERROR(IF(G145=\"x\",AP145/AP153,0),0)","v":{"v":0,"d":"0%"}},null,false,{"$f":"IF(AND(NOT($BA145=\"-\"),AU145),\"x\",\"\")","v":""},false,{"$f":"IF(AND(NOT($BA145=\"-\"),AW145),\"x\",\"\")","v":""},false,{"$f":"IF(AND(NOT($BA145=\"-\"),AY145),\"x\",\"\")","v":""},{"$f":"IF(GT!E156=\"\",\"-\",GT!E156)","v":"-"},null,{"$f":"IF(GT!G156=\"\",\"-\",GT!G156)","v":"-"},{"$nulls":3},{"$f":"IF(GT!K156=\"\",\"-\",GT!K156)","v":"-"},null,{"$f":"IF(GT!M156=\"\",\"-\",GT!M156)","v":"-"},null,{"$f":"IF(GT!O156=\"\",\"-\",GT!O156)","v":"-"},null,{"$f":"IF(GT!Q156=\"\",\"-\",GT!Q156)","v":"-"},null,{"$f":"IF(GT!S156=\"\",\"-\",GT!S156)","v":"-"},null,{"$f":"IF(GT!U156=\"\",\"-\",GT!U156)","v":"-"},null,{"$f":"IF(GT!W156=\"\",\"-\",GT!W156)","v":"-"},null,{"$f":"IF(GT!Y156=\"\",\"-\",GT!Y156)","v":"-"},{"$f":"GT!AI156","v":1},{"$f":"IFERROR(BA145*BK145,0)","v":{"v":0,"d":"0%"}},{"$f":"IFERROR(IF(AV145=\"x\",IFERROR(BW145,0)/AL149,0),0)","v":{"v":0,"d":"0%"}},{"$f":"IFERROR(IF(AX145=\"x\",IFERROR(BW145,0)/AL151,0),0)","v":{"v":0,"d":"0%"}},{"$f":"IFERROR(IF(AZ145=\"x\",IFERROR(BW145,0)/AL153,0),0)","v":{"v":0,"d":"0%"}},{"$f":"IFERROR(BA145*BM145,0)","v":{"v":0,"d":"0%"}},{"$f":"IFERROR(IF(AV145=\"x\",IFERROR(CA145,0)/AP149,0),0)","v":{"v":0,"d":"0%"}},{"$f":"IFERROR(IF(AX145=\"x\",IFERROR(CA145,0)/AP151,0),0)","v":{"v":0,"d":"0%"}},{"$f":"IFERROR(IF(AZ145=\"x\",IFERROR(CA145,0)/AP153,0),0)","v":{"v":0,"d":"0%"}}]
[]
[{"$nulls":8},{"$f":"IF(Kat_1=0,\"\",\"Standardwerte überschreiben:\")","v":""},{"$nulls":3},{"$f":"IF(Kat_1=0,\"\",\"Emissionen\")","v":""},{"$nulls":3},{"$f":"IF(Kat_1=0,\"\",\"Primärenergiefaktor\")","v":""},{"$nulls":37},{"$f":"IF(GT!G158=\"\",\"-\",GT!G158)","v":"-"},{"$nulls":3},{"$f":"IF(GT!K158=\"\",\"-\",GT!K158)","v":"-"}]
[]
[{"$nulls":10},{"$f":"IF(OR(Kat_1=0,I141=0),\"\",I141)","v":""},null,{"$f":"IF(AF149=0,\"\",AF149)","v":""},null,"[kgCO2eq/kWh]",null,{"$f":"IF(AG149=0,\"\",AG149)","v":""},null,"[kWhPrE/kWhEndE]",{"$nulls":12},{"$f":"IFERROR(IF(_xlfn.XLOOKUP(M141,Daten!$A$309:$A$357,Daten!$L$309:$L$357),IF(GT!$Z$2=2,Daten!$I$362,Daten!$E$362),\n_xlfn.XLOOKUP(M141,Daten!$A$309:$A$357,IF(GT!$Z$2=2,Daten!$I$309:$I$357,Daten!$E$309:$E$357))),0)","v":{"v":0,"d":"0.0000"}},{"$f":"IFERROR(IF(_xlfn.XLOOKUP(M141,Daten!$A$309:$A$357,Daten!$L$309:$L$357),IF(GT!$Z$2=2,Daten!$G$362,Daten!$C$362),\n_xlfn.XLOOKUP(M141,Daten!$A$309:$A$357,IF(GT!$Z$2=2,Daten!$G$309:$G$357,Daten!$C$309:$C$357))),0)","v":{"v":0,"d":"0.0000"}},{"$nulls":3},"VarA",{"$f":"SUMIF($C$141:$C$145,\"x\",$AL$141:$AL$145)\n+SUMIF($AV$141:$AV$145,\"x\",$BW$141:$BW$145)","v":{"v":0,"d":"0%"}},{"$nulls":3},{"$f":"SUMIF($C$141:$C$145,\"x\",$AP$141:$AP$145)\n+SUMIF($AV$141:$AV$145,\"x\",$CA$141:$CA$145)","v":{"v":0,"d":"0%"}},{"$nulls":12},{"$f":"IF(GT!G160=\"\",IF(GT!Z160=0,\"-\",GT!Z160),GT!G160)","v":"-"},{"$nulls":3},{"$f":"IF(GT!K160=\"\",IF(GT!AA160=0,\"-\",GT!AA160),GT!K160)","v":"-"}]
[]
[{"$nulls":10},{"$f":"IF(OR(Kat_1=0,I143=0),\"\",I143)","v":""},null,{"$f":"IF(AF151=0,\"\",AF151)","v":""},null,"[kgCO2eq/kWh]",null,{"$f":"IF(AG151=0,\"\",AG151)","v":""},null,"[kWhPrE/kWhEndE]",{"$nulls":12},{"$f":"IFERROR(IF(_xlfn.XLOOKUP(M143,Daten!$A$309:$A$357,Daten!$L$309:$L$357),IF(GT!$Z$2=2,Daten!$I$362,Daten!$E$362),\n_xlfn.XLOOKUP(M143,Daten!$A$309:$A$357,IF(GT!$Z$2=2,Daten!$I$309:$I$357,Daten!$E$309:$E$357))),0)","v":{"v":0,"d":"0.0000"}},{"$f":"IFERROR(IF(_xlfn.XLOOKUP(M143,Daten!$A$309:$A$357,Daten!$L$309:$L$357),IF(GT!$Z$2=2,Daten!$G$362,Daten!$C$362),\n_xlfn.XLOOKUP(M143,Daten!$A$309:$A$357,IF(GT!$Z$2=2,Daten!$G$309:$G$357,Daten!$C$309:$C$357))),0)","v":{"v":0,"d":"0.0000"}},{"$nulls":3},"VarB",{"$f":"SUMIF($E$141:$E$145,\"x\",$AL$141:$AL$145)\n+SUMIF($AX$141:$AX$145,\"x\",$BW$141:$BW$145)","v":{"v":0,"d":"0%"}},{"$nulls":3},{"$f":"SUMIF($E$141:$E$145,\"x\",$AP$141:$AP$145)\n+SUMIF($AX$141:$AX$145,\"x\",$CA$141:$CA$145)","v":{"v":0,"d":"0%"}},{"$nulls":12},{"$f":"IF(GT!G162=\"\",IF(GT!Z162=0,\"-\",GT!Z162),GT!G162)","v":"-"},{"$nulls":3},{"$f":"IF(GT!K162=\"\",IF(GT!AA162=0,\"-\",GT!AA162),GT!K162)","v":"-"}]
[]
[{"$nulls":10},{"$f":"IF(OR(Kat_1=0,I145=0),\"\",I145)","v":""},null,{"$f":"IF(AF153=0,\"\",AF153)","v":""},null,"[kgCO2eq/kWh]",null,{"$f":"IF(AG153=0,\"\",AG153)","v":""},null,"[kWhPrE/kWhEndE]",{"$nulls":12},{"$f":"IFERROR(IF(_xlfn.XLOOKUP(M145,Daten!$A$309:$A$357,Daten!$L$309:$L$357),IF(GT!$Z$2=2,Daten!$I$362,Daten!$E$362),\n_xlfn.XLOOKUP(M145,Daten!$A$309:$A$357,IF(GT!$Z$2=2,Daten!$I$309:$I$357,Daten!$E$309:$E$357))),0)","v":{"v":0,"d":"0.0000"}},{"$f":"IFERROR(IF(_xlfn.XLOOKUP(M145,Daten!$A$309:$A$357,Daten!$L$309:$L$357),IF(GT!$Z$2=2,Daten!$G$362,Daten!$C$362),\n_xlfn.XLOOKUP(M145,Daten!$A$309:$A$357,IF(GT!$Z$2=2,Daten!$G$309:$G$357,Daten!$C$309:$C$357))),0)","v":{"v":0,"d":"0.0000"}},{"$nulls":3},"VarC",{"$f":"SUMIF($G$141:$G$145,\"x\",$AL$141:$AL$145)\n+SUMIF($AZ$141:$AZ$145,\"x\",$BW$141:$BW$145)","v":{"v":0,"d":"0%"}},{"$nulls":3},{"$f":"SUMIF($G$141:$G$145,\"x\",$AP$141:$AP$145)\n+SUMIF($AZ$141:$AZ$145,\"x\",$CA$141:$CA$145)","v":{"v":0,"d":"0%"}},{"$nulls":12},{"$f":"IF(GT!G164=\"\",IF(GT!Z164=0,\"-\",GT!Z164),GT!G164)","v":"-"},{"$nulls":3},{"$f":"IF(GT!K164=\"\",IF(GT!AA164=0,\"-\",GT!AA164),GT!K164)","v":"-"}]
[]
[{"$nulls":7},{"$f":"IF(Kat_2=0,\"3.2: keine Auswahl\",\"3.2: \" & TEXT(Kat_2, \"0\"))","v":"3.2: keine Auswahl"},{"$nulls":12},"Abwärme Raum [%]:",null,"Abwärme Warm-wasser [%]:",{"$nulls":39},"Abwärme Raum [%]:",null,"Abwärme Warm-wasser [%]:"]
[]
[null,false,{"$f":"IF(AND(NOT(ISBLANK($I157)),B157),\"x\",\"\")","v":""},false,{"$f":"IF(AND(NOT(ISBLANK($I157)),D157),\"x\",\"\")","v":""},false,{"$f":"IF(AND(NOT(ISBLANK($I157)),F157),\"x\",\"\")","v":""},null,{"$f":"IF(Kat_2=0,\"\",\"Verbrauch\")","v":""},{"$nulls":3},"[kWh/a]",{"$nulls":13},"Kosten [CHF/a]:",{"$nulls":25},{"$f":"IF(GT!E168=\"\",\"-\",GT!E168)","v":"-"},null,"Verbrauch [kWh/a]",{"$nulls":15},"Kosten [CHF/a]:"]
[]
[{"$nulls":8},"Bezeichnung Erzeuger:",null,"Anteil [%]:",null,"Typ:",{"$nulls":3},"Effizienz [%]:",null,"JAZ:",{"$nulls":5},"Leistung [kW]:",null,"Investition:",null,"Betrieb:",null,"Instandhalt.:",{"$nulls":21},"Anteil [%]:",null,"Typ:",{"$nulls":3},"Effizienz:",null,"JAZ:",{"$nulls":5},"Leistung [kW]:",null,"Baujahr:",null,"Betrieb:",null,"Instandhalt.:"]
[]
[null,false,{"$f":"IF(AND(NOT(ISBLANK($I161)),B161),\"x\",\"\")","v":""},false,{"$f":"IF(AND(NOT(ISBLANK($I161)),D161),\"x\",\"\")","v":""},false,{"$f":"IF(AND(NOT(ISBLANK($I161)),F161),\"x\",\"\")","v":""},{"$nulls":9},{"$f":"IF(M161=\"\",\"\",0.9)","v":""},null,{"$f":"IFERROR(IF(_xlfn.XLOOKUP(M161,Daten!$A$309:$A$357,Daten!$L$309:$L$357)=1,_xlfn.XLOOKUP(M161,Daten!$A$309:$A$357,Daten!$K$309:$K$357,\"\"),\"\"),\"\")","v":""},{"$nulls":14},{"$f":"IF(ISNUMBER(S161),S161,_xlfn.XLOOKUP(M161,Daten!$A$309:$A$357,Daten!$K$309:$K$357,1))","v":1},{"$f":"IF(ISNUMBER(Q161),Q161,0.9)","v":0.9},{"$f":"IFERROR(IF(_xlfn.XLOOKUP($M161,Daten!$A$309:$A$357,Daten!$L$309:$L$357)<>0,$AH161,$AI161),1)","v":1},null,{"$f":"IFERROR(K161*U161,0)","v":{"v":0,"d":"0%"}},{"$f":"IFERROR(IF(C161=\"x\",AL161/AL169,0),0)","v":{"v":0,"d":"0%"}},{"$f":"IFERROR(IF(E161=\"x\",AL161/AL171,0),0)","v":{"v":0,"d":"0%"}},{"$f":"IFERROR(IF(G161=\"x\",AL161/AL173,0),0)","v":{"v":0,"d":"0%"}},{"$f":"IFERROR(K161*W161,0)","v":{"v":0,"d":"0%"}},{"$f":"IFERROR(IF(C161=\"x\",AP161/AP169,0),0)","v":{"v":0,"d":"0%"}},{"$f":"IFERROR(IF(E161=\"x\",AP161/AP171,0),0)","v":{"v":0,"d":"0%"}},{"$f":"IFERROR(IF(G161=\"x\",AP161/AP173,0),0)","v":{"v":0,"d":"0%"}},null,false,{"$f":"IF(AND(NOT($BA161=\"-\"),AU161),\"x\",\"\")","v":""},false,{"$f":"IF(AND(NOT($BA161=\"-\"),AW161),\"x\",\"\")","v":""},false,{"$f":"IF(AND(NOT($BA161=\"-\"),AY161),\"x\",\"\")","v":""},{"$f":"IF(GT!E172=\"\",\"-\",GT!E172)","v":"-"},null,{"$f":"IF(GT!G172=\"\",\"-\",GT!G172)","v":"-"},{"$nulls":3},{"$f":"IF(GT!K172=\"\",\"-\",GT!K172)","v":"-"},null,{"$f":"IF(GT!M172=\"\",\"-\",GT!M172)","v":"-"},null,{"$f":"IF(GT!O172=\"\",\"-\",GT!O172)","v":"-"},null,{"$f":"IF(GT!Q172=\"\",\"-\",GT!Q172)","v":"-"},null,{"$f":"IF(GT!S172=\"\",\"-\",GT!S172)","v":"-"},null,{"$f":"IF(GT!U172=\"\",\"-\",GT!U172)","v":"-"},null,{"$f":"IF(GT!W172=\"\",\"-\",GT!W172)","v":"-"},null,{"$f":"IF(GT!Y172=\"\",\"-\",GT!Y172)","v":"-"},{"$f":"GT!AI172","v":1},{"$f":"IFERROR(BA161*BK161,0)","v":{"v":0,"d":"0%"}},{"$f":"IFERROR(IF(AV161=\"x\",IFERROR(BW161,0)/AL169,0),0)","v":{"v":0,"d":"0%"}},{"$f":"IFERROR(IF(AX161=\"x\",IFERROR(BW161,0)/AL171,0),0)","v":{"v":0,"d":"0%"}},{"$f":"IFERROR(IF(AZ161=\"x\",IFERROR(BW161,0)/AL173,0),0)","v":{"v":0,"d":"0%"}},{"$f":"IFERROR(BA161*BM161,0)","v":{"v":0,"d":"0%"}},{"$f":"IFERROR(IF(AV161=\"x\",IFERROR(CA161,0)/AP169,0),0)","v":{"v":0,"d":"0%"}},{"$f":"IFERROR(IF(AX161=\"x\",IFERROR(CA161,0)/AP171,0),0)","v":{"v":0,"d":"0%"}},{"$f":"IFERROR(IF(AZ161=\"x\",IFERROR(CA161,0)/AP173,0),0)","v":{"v":0,"d":"0%"}}]
[]
[null,false,{"$f":"IF(AND(NOT(ISBLANK($I163)),B163),\"x\",\"\")","v":""},false,{"$f":"IF(AND(NOT(ISBLANK($I163)),D163),\"x\",\"\")","v":""},false,{"$f":"IF(AND(NOT(ISBLANK($I163)),F163),\"x\",\"\")","v":""},{"$nulls":9},{"$f":"IF(M163=\"\",\"\",0.9)","v":""},null,{"$f":"IFERROR(IF(_xlfn.XLOOKUP(M163,Daten!$A$309:$A$357,Daten!$L$309:$L$357)=1,_xlfn.XLOOKUP(M163,Daten!$A$309:$A$357,Daten!$K$309:$K$357,\"\"),\"\"),\"\")","v":""},{"$nulls":14},{"$f":"IF(ISNUMBER(S163),S163,_xlfn.XLOOKUP(M163,Daten!$A$309:$A$357,Daten!$K$309:$K$357,1))","v":1},{"$f":"IF(ISNUMBER(Q163),Q163,0.9)","v":0.9},{"$f":"IFERROR(IF(_xlfn.XLOOKUP($M163,Daten!$A$309:$A$357,Daten!$L$309:$L$357)<>0,$AH163,$AI163),1)","v":1},null,{"$f":"IFERROR(K163*U163,0)","v":{"v":0,"d":"0%"}},{"$f":"IFERROR(IF(C163=\"x\",AL163/AL169,0),0)","v":{"v":0,"d":"0%"}},{"$f":"IFERROR(IF(E163=\"x\",AL163/AL171,0),0)","v":{"v":0,"d":"0%"}},{"$f":"IFERROR(IF(G163=\"x\",AL163/AL173,0),0)","v":{"v":0,"d":"0%"}},{"$f":"IFERROR(K163*W163,0)","v":{"v":0,"d":"0%"}},{"$f":"IFERROR(IF(C163=\"x\",AP163/AP169,0),0)","v":{"v":0,"d":"0%"}},{"$f":"IFERROR(IF(E163=\"x\",AP163/AP171,0),0)","v":{"v":0,"d":"0%"}},{"$f":"IFERROR(IF(G163=\"x\",AP163/AP173,0),0)","v":{"v":0,"d":"0%"}},null,false,{"$f":"IF(AND(NOT($BA163=\"-\"),AU163),\"x\",\"\")","v":""},false,{"$f":"IF(AND(NOT($BA163=\"-\"),AW163),\"x\",\"\")","v":""},false,{"$f":"IF(AND(NOT($BA163=\"-\"),AY163),\"x\",\"\")","v":""},{"$f":"IF(GT!E174=\"\",\"-\",GT!E174)","v":"-"},null,{"$f":"IF(GT!G174=\"\",\"-\",GT!G174)","v":"-"},{"$nulls":3},{"$f":"IF(GT!K174=\"\",\"-\",GT!K174)","v":"-"},null,{"$f":"IF(GT!M174=\"\",\"-\",GT!M174)","v":"-"},null,{"$f":"IF(GT!O174=\"\",\"-\",GT!O174)","v":"-"},null,{"$f":"IF(GT!Q174=\"\",\"-\",GT!Q174)","v":"-"},null,{"$f":"IF(GT!S174=\"\",\"-\",GT!S174)","v":"-"},null,{"$f":"IF(GT!U174=\"\",\"-\",GT!U174)","v":"-"},null,{"$f":"IF(GT!W174=\"\",\"-\",GT!W174)","v":"-"},null,{"$f":"IF(GT!Y174=\"\",\"-\",GT!Y174)","v":"-"},{"$f":"GT!AI174","v":1},{"$f":"IFERROR(BA163*BK163,0)","v":{"v":0,"d":"0%"}},{"$f":"IFERROR(IF(AV163=\"x\",IFERROR(BW163,0)/AL169,0),0)","v":{"v":0,"d":"0%"}},{"$f":"IFERROR(IF(AX163=\"x\",IFERROR(BW163,0)/AL171,0),0)","v":{"v":0,"d":"0%"}},{"$f":"IFERROR(IF(AZ163=\"x\",IFERROR(BW163,0)/AL173,0),0)","v":{"v":0,"d":"0%"}},{"$f":"IFERROR(BA163*BM163,0)","v":{"v":0,"d":"0%"}},{"$f":"IFERROR(IF(AV163=\"x\",IFERROR(CA163,0)/AP169,0),0)","v":{"v":0,"d":"0%"}},{"$f":"IFERROR(IF(AX163=\"x\",IFERROR(CA163,0)/AP171,0),0)","v":{"v":0,"d":"0%"}},{"$f":"IFERROR(IF(AZ163=\"x\",IFERROR(CA163,0)/AP173,0),0)","v":{"v":0,"d":"0%"}}]
[]
[null,false,{"$f":"IF(AND(NOT(ISBLANK($I165)),B165),\"x\",\"\")","v":""},false,{"$f":"IF(AND(NOT(ISBLANK($I165)),D165),\"x\",\"\")","v":""},false,{"$f":"IF(AND(NOT(ISBLANK($I165)),F165),\"x\",\"\")","v":""},{"$nulls":9},{"$f":"IF(M165=\"\",\"\",0.9)","v":""},null,{"$f":"IFERROR(IF(_xlfn.XLOOKUP(M165,Daten!$A$309:$A$357,Daten!$L$309:$L$357)=1,_xlfn.XLOOKUP(M165,Daten!$A$309:$A$357,Daten!$K$309:$K$357,\"\"),\"\"),\"\")","v":""},{"$nulls":14},{"$f":"IF(ISNUMBER(S165),S165,_xlfn.XLOOKUP(M165,Daten!$A$309:$A$357,Daten!$K$309:$K$357,1))","v":1},{"$f":"IF(ISNUMBER(Q165),Q165,0.9)","v":0.9},{"$f":"IFERROR(IF(_xlfn.XLOOKUP($M165,Daten!$A$309:$A$357,Daten!$L$309:$L$357)<>0,$AH165,$AI165),1)","v":1},null,{"$f":"IFERROR(K165*U165,0)","v":{"v":0,"d":"0%"}},{"$f":"IFERROR(IF(C165=\"x\",AL165/AL169,0),0)","v":{"v":0,"d":"0%"}},{"$f":"IFERROR(IF(E165=\"x\",AL165/AL171,0),0)","v":{"v":0,"d":"0%"}},{"$f":"IFERROR(IF(G165=\"x\",AL165/AL173,0),0)","v":{"v":0,"d":"0%"}},{"$f":"IFERROR(K165*W165,0)","v":{"v":0,"d":"0%"}},{"$f":"IFERROR(IF(C165=\"x\",AP165/AP169,0),0)","v":{"v":0,"d":"0%"}},{"$f":"IFERROR(IF(E165=\"x\",AP165/AP171,0),0)","v":{"v":0,"d":"0%"}},{"$f":"IFERROR(IF(G165=\"x\",AP165/AP173,0),0)","v":{"v":0,"d":"0%"}},null,false,{"$f":"IF(AND(NOT($BA165=\"-\"),AU165),\"x\",\"\")","v":""},false,{"$f":"IF(AND(NOT($BA165=\"-\"),AW165),\"x\",\"\")","v":""},false,{"$f":"IF(AND(NOT($BA165=\"-\"),AY165),\"x\",\"\")","v":""},{"$f":"IF(GT!E176=\"\",\"-\",GT!E176)","v":"-"},null,{"$f":"IF(GT!G176=\"\",\"-\",GT!G176)","v":"-"},{"$nulls":3},{"$f":"IF(GT!K176=\"\",\"-\",GT!K176)","v":"-"},null,{"$f":"IF(GT!M176=\"\",\"-\",GT!M176)","v":"-"},null,{"$f":"IF(GT!O176=\"\",\"-\",GT!O176)","v":"-"},null,{"$f":"IF(GT!Q176=\"\",\"-\",GT!Q176)","v":"-"},null,{"$f":"IF(GT!S176=\"\",\"-\",GT!S176)","v":"-"},null,{"$f":"IF(GT!U176=\"\",\"-\",GT!U176)","v":"-"},null,{"$f":"IF(GT!W176=\"\",\"-\",GT!W176)","v":"-"},null,{"$f":"IF(GT!Y176=\"\",\"-\",GT!Y176)","v":"-"},{"$f":"GT!AI176","v":1},{"$f":"IFERROR(BA165*BK165,0)","v":{"v":0,"d":"0%"}},{"$f":"IFERROR(IF(AV165=\"x\",IFERROR(BW165,0)/AL169,0),0)","v":{"v":0,"d":"0%"}},{"$f":"IFERROR(IF(AX165=\"x\",IFERROR(BW165,0)/AL171,0),0)","v":{"v":0,"d":"0%"}},{"$f":"IFERROR(IF(AZ165=\"x\",IFERROR(BW165,0)/AL173,0),0)","v":{"v":0,"d":"0%"}},{"$f":"IFERROR(BA165*BM165,0)","v":{"v":0,"d":"0%"}},{"$f":"IFERROR(IF(AV165=\"x\",IFERROR(CA165,0)/AP169,0),0)","v":{"v":0,"d":"0%"}},{"$f":"IFERROR(IF(AX165=\"x\",IFERROR(CA165,0)/AP171,0),0)","v":{"v":0,"d":"0%"}},{"$f":"IFERROR(IF(AZ165=\"x\",IFERROR(CA165,0)/AP173,0),0)","v":{"v":0,"d":"0%"}}]
[]
[{"$nulls":8},{"$f":"IF(Kat_2=0,\"\",\"Standardwerte überschreiben:\")","v":""},{"$nulls":3},{"$f":"IF(Kat_2=0,\"\",\"Emissionen\")","v":""},{"$nulls":3},{"$f":"IF(Kat_2=0,\"\",\"Primärenergiefaktor\")","v":""},{"$nulls":20},{"$f":"SUM(AL161:AL165)","v":{"v":0,"d":"0%"}},{"$nulls":3},{"$f":"SUM(AP161:AP165)","v":{"v":0,"d":"0%"}},{"$nulls":12},{"$f":"IF(GT!G178=\"\",\"-\",GT!G178)","v":"-"},{"$nulls":3},{"$f":"IF(GT!K178=\"\",\"-\",GT!K178)","v":"-"}]
[]
[{"$nulls":10},{"$f":"IF(OR(Kat_2=0,I161=0),\"\",I161)","v":""},null,{"$f":"IF(AF169=0,\"\",AF169)","v":""},null,"[kgCO2eq/kWh]",null,{"$f":"IF(AG169=0,\"\",AG169)","v":""},null,"[kWhPrE/kWhEndE]",{"$nulls":12},{"$f":"IFERROR(IF(_xlfn.XLOOKUP(M161,Daten!$A$309:$A$357,Daten!$L$309:$L$357),IF(GT!$Z$2=2,Daten!$I$362,Daten!$E$362),\n_xlfn.XLOOKUP(M161,Daten!$A$309:$A$357,IF(GT!$Z$2=2,Daten!$I$309:$I$357,Daten!$E$309:$E$357))),0)","v":{"v":0,"d":"0.0000"}},{"$f":"IFERROR(IF(_xlfn.XLOOKUP(M161,Daten!$A$309:$A$357,Daten!$L$309:$L$357),IF(GT!$Z$2=2,Daten!$G$362,Daten!$C$362),\n_xlfn.XLOOKUP(M161,Daten!$A$309:$A$357,IF(GT!$Z$2=2,Daten!$G$309:$G$357,Daten!$C$309:$C$357))),0)","v":{"v":0,"d":"0.0000"}},{"$nulls":3},"VarA",{"$f":"SUMIF($C$161:$C$165,\"x\",$AL$161:$AL$165)\n+SUMIF($AV$161:$AV$165,\"x\",$BW$161:$BW$165)","v":{"v":0,"d":"0%"}},{"$nulls":3},{"$f":"SUMIF($C$161:$C$165,\"x\",$AP$161:$AP$165)\n+SUMIF($AV$161:$AV$165,\"x\",$CA$161:$CA$165)","v":{"v":0,"d":"0%"}},{"$nulls":12},{"$f":"IF(GT!G180=\"\",IF(GT!Z180=0,\"-\",GT!Z180),GT!G180)","v":"-"},{"$nulls":3},{"$f":"IF(GT!K180=\"\",IF(GT!AA180=0,\"-\",GT!AA180),GT!K180)","v":"-"}]
[]
[{"$nulls":10},{"$f":"IF(OR(Kat_2=0,I163=0),\"\",I163)","v":""},null,{"$f":"IF(AF171=0,\"\",AF171)","v":""},null,"[kgCO2eq/kWh]",null,{"$f":"IF(AG171=0,\"\",AG171)","v":""},null,"[kWhPrE/kWhEndE]",{"$nulls":12},{"$f":"IFERROR(IF(_xlfn.XLOOKUP(M163,Daten!$A$309:$A$357,Daten!$L$309:$L$357),IF(GT!$Z$2=2,Daten!$I$362,Daten!$E$362),\n_xlfn.XLOOKUP(M163,Daten!$A$309:$A$357,IF(GT!$Z$2=2,Daten!$I$309:$I$357,Daten!$E$309:$E$357))),0)","v":{"v":0,"d":"0.0000"}},{"$f":"IFERROR(IF(_xlfn.XLOOKUP(M163,Daten!$A$309:$A$357,Daten!$L$309:$L$357),IF(GT!$Z$2=2,Daten!$G$362,Daten!$C$362),\n_xlfn.XLOOKUP(M163,Daten!$A$309:$A$357,IF(GT!$Z$2=2,Daten!$G$309:$G$357,Daten!$C$309:$C$357))),0)","v":{"v":0,"d":"0.0000"}},{"$nulls":3},"VarB",{"$f":"SUMIF($E$161:$E$165,\"x\",$AL$161:$AL$165)\n+SUMIF($AX$161:$AX$165,\"x\",$BW$161:$BW$165)","v":{"v":0,"d":"0%"}},{"$nulls":3},{"$f":"SUMIF($E$161:$E$165,\"x\",$AP$161:$AP$165)\n+SUMIF($AX$161:$AX$165,\"x\",$CA$161:$CA$165)","v":{"v":0,"d":"0%"}},{"$nulls":12},{"$f":"IF(GT!G182=\"\",IF(GT!Z182=0,\"-\",GT!Z182),GT!G182)","v":"-"},{"$nulls":3},{"$f":"IF(GT!K182=\"\",IF(GT!AA182=0,\"-\",GT!AA182),GT!K182)","v":"-"}]
[]
[{"$nulls":10},{"$f":"IF(OR(Kat_2=0,I165=0),\"\",I165)","v":""},null,{"$f":"IF(AF173=0,\"\",AF173)","v":""},null,"[kgCO2eq/kWh]",null,{"$f":"IF(AG173=0,\"\",AG173)","v":""},null,"[kWhPrE/kWhEndE]",{"$nulls":12},{"$f":"IFERROR(IF(_xlfn.XLOOKUP(M165,Daten!$A$309:$A$357,Daten!$L$309:$L$357),IF(GT!$Z$2=2,Daten!$I$362,Daten!$E$362),\n_xlfn.XLOOKUP(M165,Daten!$A$309:$A$357,IF(GT!$Z$2=2,Daten!$I$309:$I$357,Daten!$E$309:$E$357))),0)","v":{"v":0,"d":"0.0000"}},{"$f":"IFERROR(IF(_xlfn.XLOOKUP(M165,Daten!$A$309:$A$357,Daten!$L$309:$L$357),IF(GT!$Z$2=2,Daten!$G$362,Daten!$C$362),\n_xlfn.XLOOKUP(M165,Daten!$A$309:$A$357,IF(GT!$Z$2=2,Daten!$G$309:$G$357,Daten!$C$309:$C$357))),0)","v":{"v":0,"d":"0.0000"}},{"$nulls":3},"VarC",{"$f":"SUMIF($G$161:$G$165,\"x\",$AL$161:$AL$165)\n+SUMIF($AZ$161:$AZ$165,\"x\",$BW$161:$BW$165)","v":{"v":0,"d":"0%"}},{"$nulls":3},{"$f":"SUMIF($G$161:$G$165,\"x\",$AP$161:$AP$165)\n+SUMIF($AZ$161:$AZ$165,\"x\",$CA$161:$CA$165)","v":{"v":0,"d":"0%"}},{"$nulls":12},{"$f":"IF(GT!G184=\"\",IF(GT!Z184=0,\"-\",GT!Z184),GT!G184)","v":"-"},{"$nulls":3},{"$f":"IF(GT!K184=\"\",IF(GT!AA184=0,\"-\",GT!AA184),GT!K184)","v":"-"}]
[]
[{"$nulls":7},{"$f":"IF(Kat_3=0,\"3.3: keine Auswahl\",\"3.3: \" & TEXT(Kat_3, \"0\"))","v":"3.3: keine Auswahl"},{"$nulls":12},"Abwärme Raum [%]:",null,"Abwärme Warm-wasser [%]:",{"$nulls":39},"Abwärme Raum [%]:",null,"Abwärme Warm-wasser [%]:"]
[]
[null,false,{"$f":"IF(AND(NOT(ISBLANK($I177)),B177),\"x\",\"\")","v":""},false,{"$f":"IF(AND(NOT(ISBLANK($I177)),D177),\"x\",\"\")","v":""},false,{"$f":"IF(AND(NOT(ISBLANK($I177)),F177),\"x\",\"\")","v":""},null,{"$f":"IF(Kat_3=0,\"\",\"Verbrauch\")","v":""},{"$nulls":3},"[kWh/a]",{"$nulls":13},"Kosten [CHF/a]:",{"$nulls":25},{"$f":"IF(GT!E188=\"\",\"-\",GT!E188)","v":"-"},null,"Verbrauch [kWh/a]",{"$nulls":15},"Kosten [CHF/a]:"]
[]
[{"$nulls":8},"Bezeichnung Erzeuger:",null,"Anteil [%]:",null,"Typ:",{"$nulls":3},"Effizienz [%]:",null,"JAZ:",{"$nulls":5},"Leistung [kW]:",null,"Investition:",null,"Betrieb:",null,"Instandhalt.:",{"$nulls":21},"Anteil [%]:",null,"Typ:",{"$nulls":3},"Effizienz:",null,"JAZ:",{"$nulls":5},"Leistung [kW]:",null,"Baujahr:",null,"Betrieb:",null,"Instandhalt.:"]
[]
[null,false,{"$f":"IF(AND(NOT(ISBLANK($I181)),B181),\"x\",\"\")","v":""},false,{"$f":"IF(AND(NOT(ISBLANK($I181)),D181),\"x\",\"\")","v":""},false,{"$f":"IF(AND(NOT(ISBLANK($I181)),F181),\"x\",\"\")","v":""},{"$nulls":9},{"$f":"IF(M181=\"\",\"\",0.9)","v":""},null,{"$f":"IFERROR(IF(_xlfn.XLOOKUP(M181,Daten!$A$309:$A$357,Daten!$L$309:$L$357)=1,_xlfn.XLOOKUP(M181,Daten!$A$309:$A$357,Daten!$K$309:$K$357,\"\"),\"\"),\"\")","v":""},{"$nulls":14},{"$f":"IF(ISNUMBER(S181),S181,_xlfn.XLOOKUP(M181,Daten!$A$309:$A$357,Daten!$K$309:$K$357,1))","v":1},{"$f":"IF(ISNUMBER(Q181),Q181,0.9)","v":0.9},{"$f":"IFERROR(IF(_xlfn.XLOOKUP($M181,Daten!$A$309:$A$357,Daten!$L$309:$L$357)<>0,$AH181,$AI181),1)","v":1},null,{"$f":"IFERROR(K181*U181,0)","v":{"v":0,"d":"0%"}},{"$f":"IFERROR(IF(C181=\"x\",AL181/AL189,0),0)","v":{"v":0,"d":"0%"}},{"$f":"IFERROR(IF(E181=\"x\",AL181/AL191,0),0)","v":{"v":0,"d":"0%"}},{"$f":"IFERROR(IF(G181=\"x\",AL181/AL193,0),0)","v":{"v":0,"d":"0%"}},{"$f":"IFERROR(K181*W181,0)","v":{"v":0,"d":"0%"}},{"$f":"IFERROR(IF(C181=\"x\",AP181/AP189,0),0)","v":{"v":0,"d":"0%"}},{"$f":"IFERROR(IF(E181=\"x\",AP181/AP191,0),0)","v":{"v":0,"d":"0%"}},{"$f":"IFERROR(IF(G181=\"x\",AP181/AP193,0),0)","v":{"v":0,"d":"0%"}},null,false,{"$f":"IF(AND(NOT($BA181=\"-\"),AU181),\"x\",\"\")","v":""},false,{"$f":"IF(AND(NOT($BA181=\"-\"),AW181),\"x\",\"\")","v":""},false,{"$f":"IF(AND(NOT($BA181=\"-\"),AY181),\"x\",\"\")","v":""},{"$f":"IF(GT!E192=\"\",\"-\",GT!E192)","v":"-"},null,{"$f":"IF(GT!G192=\"\",\"-\",GT!G192)","v":"-"},{"$nulls":3},{"$f":"IF(GT!K192=\"\",\"-\",GT!K192)","v":"-"},null,{"$f":"IF(GT!M192=\"\",\"-\",GT!M192)","v":"-"},null,{"$f":"IF(GT!O192=\"\",\"-\",GT!O192)","v":"-"},null,{"$f":"IF(GT!Q192=\"\",\"-\",GT!Q192)","v":"-"},null,{"$f":"IF(GT!S192=\"\",\"-\",GT!S192)","v":"-"},null,{"$f":"IF(GT!U192=\"\",\"-\",GT!U192)","v":"-"},null,{"$f":"IF(GT!W192=\"\",\"-\",GT!W192)","v":"-"},null,{"$f":"IF(GT!Y192=\"\",\"-\",GT!Y192)","v":"-"},{"$f":"GT!AI192","v":1},{"$f":"IFERROR(BA181*BK181,0)","v":{"v":0,"d":"0%"}},{"$f":"IFERROR(IF(AV181=\"x\",IFERROR(BW181,0)/AL189,0),0)","v":{"v":0,"d":"0%"}},{"$f":"IFERROR(IF(AX181=\"x\",IFERROR(BW181,0)/AL191,0),0)","v":{"v":0,"d":"0%"}},{"$f":"IFERROR(IF(AZ181=\"x\",IFERROR(BW181,0)/AL193,0),0)","v":{"v":0,"d":"0%"}},{"$f":"IFERROR(BA181*BM181,0)","v":{"v":0,"d":"0%"}},{"$f":"IFERROR(IF(AV181=\"x\",IFERROR(CA181,0)/AP189,0),0)","v":{"v":0,"d":"0%"}},{"$f":"IFERROR(IF(AX181=\"x\",IFERROR(CA181,0)/AP191,0),0)","v":{"v":0,"d":"0%"}},{"$f":"IFERROR(IF(AZ181=\"x\",IFERROR(CA181,0)/AP193,0),0)","v":{"v":0,"d":"0%"}}]
[]
[null,false,{"$f":"IF(AND(NOT(ISBLANK($I183)),B183),\"x\",\"\")","v":""},false,{"$f":"IF(AND(NOT(ISBLANK($I183)),D183),\"x\",\"\")","v":""},false,{"$f":"IF(AND(NOT(ISBLANK($I183)),F183),\"x\",\"\")","v":""},{"$nulls":9},{"$f":"IF(M183=\"\",\"\",0.9)","v":""},null,{"$f":"IFERROR(IF(_xlfn.XLOOKUP(M183,Daten!$A$309:$A$357,Daten!$L$309:$L$357)=1,_xlfn.XLOOKUP(M183,Daten!$A$309:$A$357,Daten!$K$309:$K$357,\"\"),\"\"),\"\")","v":""},{"$nulls":14},{"$f":"IF(ISNUMBER(S183),S183,_xlfn.XLOOKUP(M183,Daten!$A$309:$A$357,Daten!$K$309:$K$357,1))","v":1},{"$f":"IF(ISNUMBER(Q183),Q183,0.9)","v":0.9},{"$f":"IFERROR(IF(_xlfn.XLOOKUP($M183,Daten!$A$309:$A$357,Daten!$L$309:$L$357)<>0,$AH183,$AI183),1)","v":1},null,{"$f":"IFERROR(K183*U183,0)","v":{"v":0,"d":"0%"}},{"$f":"IFERROR(IF(C183=\"x\",AL183/AL189,0),0)","v":{"v":0,"d":"0%"}},{"$f":"IFERROR(IF(E183=\"x\",AL183/AL191,0),0)","v":{"v":0,"d":"0%"}},{"$f":"IFERROR(IF(G183=\"x\",AL183/AL193,0),0)","v":{"v":0,"d":"0%"}},{"$f":"IFERROR(K183*W183,0)","v":{"v":0,"d":"0%"}},{"$f":"IFERROR(IF(C183=\"x\",AP183/AP189,0),0)","v":{"v":0,"d":"0%"}},{"$f":"IFERROR(IF(E183=\"x\",AP183/AP191,0),0)","v":{"v":0,"d":"0%"}},{"$f":"IFERROR(IF(G183=\"x\",AP183/AP193,0),0)","v":{"v":0,"d":"0%"}},null,false,{"$f":"IF(AND(NOT($BA183=\"-\"),AU183),\"x\",\"\")","v":""},false,{"$f":"IF(AND(NOT($BA183=\"-\"),AW183),\"x\",\"\")","v":""},false,{"$f":"IF(AND(NOT($BA183=\"-\"),AY183),\"x\",\"\")","v":""},{"$f":"IF(GT!E194=\"\",\"-\",GT!E194)","v":"-"},null,{"$f":"IF(GT!G194=\"\",\"-\",GT!G194)","v":"-"},{"$nulls":3},{"$f":"IF(GT!K194=\"\",\"-\",GT!K194)","v":"-"},null,{"$f":"IF(GT!M194=\"\",\"-\",GT!M194)","v":"-"},null,{"$f":"IF(GT!O194=\"\",\"-\",GT!O194)","v":"-"},null,{"$f":"IF(GT!Q194=\"\",\"-\",GT!Q194)","v":"-"},null,{"$f":"IF(GT!S194=\"\",\"-\",GT!S194)","v":"-"},null,{"$f":"IF(GT!U194=\"\",\"-\",GT!U194)","v":"-"},null,{"$f":"IF(GT!W194=\"\",\"-\",GT!W194)","v":"-"},null,{"$f":"IF(GT!Y194=\"\",\"-\",GT!Y194)","v":"-"},{"$f":"GT!AI194","v":1},{"$f":"IFERROR(BA183*BK183,0)","v":{"v":0,"d":"0%"}},{"$f":"IFERROR(IF(AV183=\"x\",IFERROR(BW183,0)/AL189,0),0)","v":{"v":0,"d":"0%"}},{"$f":"IFERROR(IF(AX183=\"x\",IFERROR(BW183,0)/AL191,0),0)","v":{"v":0,"d":"0%"}},{"$f":"IFERROR(IF(AZ183=\"x\",IFERROR(BW183,0)/AL193,0),0)","v":{"v":0,"d":"0%"}},{"$f":"IFERROR(BA183*BM183,0)","v":{"v":0,"d":"0%"}},{"$f":"IFERROR(IF(AV183=\"x\",IFERROR(CA183,0)/AP189,0),0)","v":{"v":0,"d":"0%"}},{"$f":"IFERROR(IF(AX183=\"x\",IFERROR(CA183,0)/AP191,0),0)","v":{"v":0,"d":"0%"}},{"$f":"IFERROR(IF(AZ183=\"x\",IFERROR(CA183,0)/AP193,0),0)","v":{"v":0,"d":"0%"}}]
[]
[null,false,{"$f":"IF(AND(NOT(ISBLANK($I185)),B185),\"x\",\"\")","v":""},false,{"$f":"IF(AND(NOT(ISBLANK($I185)),D185),\"x\",\"\")","v":""},false,{"$f":"IF(AND(NOT(ISBLANK($I185)),F185),\"x\",\"\")","v":""},{"$nulls":9},{"$f":"IF(M185=\"\",\"\",0.9)","v":""},null,{"$f":"IFERROR(IF(_xlfn.XLOOKUP(M185,Daten!$A$309:$A$357,Daten!$L$309:$L$357)=1,_xlfn.XLOOKUP(M185,Daten!$A$309:$A$357,Daten!$K$309:$K$357,\"\"),\"\"),\"\")","v":""},{"$nulls":14},{"$f":"IF(ISNUMBER(S185),S185,_xlfn.XLOOKUP(M185,Daten!$A$309:$A$357,Daten!$K$309:$K$357,1))","v":1},{"$f":"IF(ISNUMBER(Q185),Q185,0.9)","v":0.9},{"$f":"IFERROR(IF(_xlfn.XLOOKUP($M185,Daten!$A$309:$A$357,Daten!$L$309:$L$357)<>0,$AH185,$AI185),1)","v":1},null,{"$f":"IFERROR(K185*U185,0)","v":{"v":0,"d":"0%"}},{"$f":"IFERROR(IF(C185=\"x\",AL185/AL189,0),0)","v":{"v":0,"d":"0%"}},{"$f":"IFERROR(IF(E185=\"x\",AL185/AL191,0),0)","v":{"v":0,"d":"0%"}},{"$f":"IFERROR(IF(G185=\"x\",AL185/AL193,0),0)","v":{"v":0,"d":"0%"}},{"$f":"IFERROR(K185*W185,0)","v":{"v":0,"d":"0%"}},{"$f":"IFERROR(IF(C185=\"x\",AP185/AP189,0),0)","v":{"v":0,"d":"0%"}},{"$f":"IFERROR(IF(E185=\"x\",AP185/AP191,0),0)","v":{"v":0,"d":"0%"}},{"$f":"IFERROR(IF(G185=\"x\",AP185/AP193,0),0)","v":{"v":0,"d":"0%"}},null,false,{"$f":"IF(AND(NOT($BA185=\"-\"),AU185),\"x\",\"\")","v":""},false,{"$f":"IF(AND(NOT($BA185=\"-\"),AW185),\"x\",\"\")","v":""},false,{"$f":"IF(AND(NOT($BA185=\"-\"),AY185),\"x\",\"\")","v":""},{"$f":"IF(GT!E196=\"\",\"-\",GT!E196)","v":"-"},null,{"$f":"IF(GT!G196=\"\",\"-\",GT!G196)","v":"-"},{"$nulls":3},{"$f":"IF(GT!K196=\"\",\"-\",GT!K196)","v":"-"},null,{"$f":"IF(GT!M196=\"\",\"-\",GT!M196)","v":"-"},null,{"$f":"IF(GT!O196=\"\",\"-\",GT!O196)","v":"-"},null,{"$f":"IF(GT!Q196=\"\",\"-\",GT!Q196)","v":"-"},null,{"$f":"IF(GT!S196=\"\",\"-\",GT!S196)","v":"-"},null,{"$f":"IF(GT!U196=\"\",\"-\",GT!U196)","v":"-"},null,{"$f":"IF(GT!W196=\"\",\"-\",GT!W196)","v":"-"},null,{"$f":"IF(GT!Y196=\"\",\"-\",GT!Y196)","v":"-"},{"$f":"GT!AI196","v":1},{"$f":"IFERROR(BA185*BK185,0)","v":{"v":0,"d":"0%"}},{"$f":"IFERROR(IF(AV185=\"x\",IFERROR(BW185,0)/AL189,0),0)","v":{"v":0,"d":"0%"}},{"$f":"IFERROR(IF(AX185=\"x\",IFERROR(BW185,0)/AL191,0),0)","v":{"v":0,"d":"0%"}},{"$f":"IFERROR(IF(AZ185=\"x\",IFERROR(BW185,0)/AL193,0),0)","v":{"v":0,"d":"0%"}},{"$f":"IFERROR(BA185*BM185,0)","v":{"v":0,"d":"0%"}},{"$f":"IFERROR(IF(AV185=\"x\",IFERROR(CA185,0)/AP189,0),0)","v":{"v":0,"d":"0%"}},{"$f":"IFERROR(IF(AX185=\"x\",IFERROR(CA185,0)/AP191,0),0)","v":{"v":0,"d":"0%"}},{"$f":"IFERROR(IF(AZ185=\"x\",IFERROR(CA185,0)/AP193,0),0)","v":{"v":0,"d":"0%"}}]
[]
[{"$nulls":8},{"$f":"IF(Kat_3=0,\"\",\"Standardwerte überschreiben:\")","v":""},{"$nulls":3},{"$f":"IF(Kat_3=0,\"\",\"Emissionen\")","v":""},{"$nulls":3},{"$f":"IF(Kat_3=0,\"\",\"Primärenergiefaktor\")","v":""},{"$nulls":20},{"$f":"SUM(AL181:AL185)","v":{"v":0,"d":"0%"}},{"$nulls":3},{"$f":"SUM(AP181:AP185)","v":{"v":0,"d":"0%"}},{"$nulls":12},{"$f":"IF(GT!G198=\"\",\"-\",GT!G198)","v":"-"},{"$nulls":3},{"$f":"IF(GT!K198=\"\",\"-\",GT!K198)","v":"-"}]
[]
[{"$nulls":10},{"$f":"IF(OR(Kat_3=0,I181=0),\"\",I181)","v":""},null,{"$f":"IF(AF189=0,\"\",AF189)","v":""},null,"[kgCO2eq/kWh]",null,{"$f":"IF(AG189=0,\"\",AG189)","v":""},null,"[kWhPrE/kWhEndE]",{"$nulls":12},{"$f":"IFERROR(IF(_xlfn.XLOOKUP(M181,Daten!$A$309:$A$357,Daten!$L$309:$L$357),IF(GT!$Z$2=2,Daten!$I$362,Daten!$E$362),\n_xlfn.XLOOKUP(M181,Daten!$A$309:$A$357,IF(GT!$Z$2=2,Daten!$I$309:$I$357,Daten!$E$309:$E$357))),0)","v":{"v":0,"d":"0.0000"}},{"$f":"IFERROR(IF(_xlfn.XLOOKUP(M181,Daten!$A$309:$A$357,Daten!$L$309:$L$357),IF(GT!$Z$2=2,Daten!$G$362,Daten!$C$362),\n_xlfn.XLOOKUP(M181,Daten!$A$309:$A$357,IF(GT!$Z$2=2,Daten!$G$309:$G$357,Daten!$C$309:$C$357))),0)","v":{"v":0,"d":"0.0000"}},{"$nulls":3},"VarA",{"$f":"SUMIF($C$181:$C$185,\"x\",$AL$181:$AL$185)\n+SUMIF($AV$181:$AV$185,\"x\",$BW$181:$BW$185)","v":{"v":0,"d":"0%"}},{"$nulls":3},{"$f":"SUMIF($C$181:$C$185,\"x\",$AP$181:$AP$185)\n+SUMIF($AV$181:$AV$185,\"x\",$CA$181:$CA$185)","v":{"v":0,"d":"0%"}},{"$nulls":12},{"$f":"IF(GT!G200=\"\",IF(GT!Z200=0,\"-\",GT!Z200),GT!G200)","v":"-"},{"$nulls":3},{"$f":"IF(GT!K200=\"\",IF(GT!AA200=0,\"-\",GT!AA200),GT!K200)","v":"-"}]
[]
[{"$nulls":10},{"$f":"IF(OR(Kat_3=0,I183=0),\"\",I183)","v":""},null,{"$f":"IF(AF191=0,\"\",AF191)","v":""},null,"[kgCO2eq/kWh]",null,{"$f":"IF(AG191=0,\"\",AG191)","v":""},null,"[kWhPrE/kWhEndE]",{"$nulls":12},{"$f":"IFERROR(IF(_xlfn.XLOOKUP(M183,Daten!$A$309:$A$357,Daten!$L$309:$L$357),IF(GT!$Z$2=2,Daten!$I$362,Daten!$E$362),\n_xlfn.XLOOKUP(M183,Daten!$A$309:$A$357,IF(GT!$Z$2=2,Daten!$I$309:$I$357,Daten!$E$309:$E$357))),0)","v":{"v":0,"d":"0.0000"}},{"$f":"IFERROR(IF(_xlfn.XLOOKUP(M183,Daten!$A$309:$A$357,Daten!$L$309:$L$357),IF(GT!$Z$2=2,Daten!$G$362,Daten!$C$362),\n_xlfn.XLOOKUP(M183,Daten!$A$309:$A$357,IF(GT!$Z$2=2,Daten!$G$309:$G$357,Daten!$C$309:$C$357))),0)","v":{"v":0,"d":"0.0000"}},{"$nulls":3},"VarB",{"$f":"SUMIF($E$181:$E$185,\"x\",$AL$181:$AL$185)\n+SUMIF($AX$181:$AX$185,\"x\",$BW$181:$BW$185)","v":{"v":0,"d":"0%"}},{"$nulls":3},{"$f":"SUMIF($E$181:$E$185,\"x\",$AP$181:$AP$185)\n+SUMIF($AX$181:$AX$185,\"x\",$CA$181:$CA$185)","v":{"v":0,"d":"0%"}},{"$nulls":12},{"$f":"IF(GT!G202=\"\",IF(GT!Z202=0,\"-\",GT!Z202),GT!G202)","v":"-"},{"$nulls":3},{"$f":"IF(GT!K202=\"\",IF(GT!AA202=0,\"-\",GT!AA202),GT!K202)","v":"-"}]
[]
[{"$nulls":10},{"$f":"IF(OR(Kat_3=0,I185=0),\"\",I185)","v":""},null,{"$f":"IF(AF193=0,\"\",AF193)","v":""},null,"[kgCO2eq/kWh]",null,{"$f":"IF(AG193=0,\"\",AG193)","v":""},null,"[kWhPrE/kWhEndE]",{"$nulls":12},{"$f":"IFERROR(IF(_xlfn.XLOOKUP(M185,Daten!$A$309:$A$357,Daten!$L$309:$L$357),IF(GT!$Z$2=2,Daten!$I$362,Daten!$E$362),\n_xlfn.XLOOKUP(M185,Daten!$A$309:$A$357,IF(GT!$Z$2=2,Daten!$I$309:$I$357,Daten!$E$309:$E$357))),0)","v":{"v":0,"d":"0.0000"}},{"$f":"IFERROR(IF(_xlfn.XLOOKUP(M185,Daten!$A$309:$A$357,Daten!$L$309:$L$357),IF(GT!$Z$2=2,Daten!$G$362,Daten!$C$362),\n_xlfn.XLOOKUP(M185,Daten!$A$309:$A$357,IF(GT!$Z$2=2,Daten!$G$309:$G$357,Daten!$C$309:$C$357))),0)","v":{"v":0,"d":"0.0000"}},{"$nulls":3},"VarC",{"$f":"SUMIF($G$181:$G$185,\"x\",$AL$181:$AL$185)\n+SUMIF($AZ$181:$AZ$185,\"x\",$BW$181:$BW$185)","v":{"v":0,"d":"0%"}},{"$nulls":3},{"$f":"SUMIF($G$181:$G$185,\"x\",$AP$181:$AP$185)\n+SUMIF($AZ$181:$AZ$185,\"x\",$CA$181:$CA$185)","v":{"v":0,"d":"0%"}},{"$nulls":12},{"$f":"IF(GT!G204=\"\",IF(GT!Z204=0,\"-\",GT!Z204),GT!G204)","v":"-"},{"$nulls":3},{"$f":"IF(GT!K204=\"\",IF(GT!AA204=0,\"-\",GT!AA204),GT!K204)","v":"-"}]
[]
[{"$nulls":7},"4 Elektrizität",{"$nulls":44},{"$f":"H195","v":"4 Elektrizität"},{"$nulls":30},"Kommentare:"]
[]
[{"$nulls":7},"4.1 Elektrizitätsverbrauch",{"$nulls":44},{"$f":"H197","v":"4.1 Elektrizitätsverbrauch"}]
[]
[{"$nulls":10},"Standardwerte überschreiben:"]
[null,false,{"$f":"IF(AND(NOT(ISBLANK($I200)),B200),\"x\",\"\")","v":""},false,{"$f":"IF(AND(NOT(ISBLANK($I200)),D200),\"x\",\"\")","v":""},false,{"$f":"IF(AND(NOT(ISBLANK($I200)),F200),\"x\",\"\")","v":""},null,{"$f":"IF(Kat_1=0,\"Kategorie 1: keine Auswahl\",\"Kategorie 1: \" & TEXT(Kat_1, \"0\"))","v":"Kategorie 1: keine Auswahl"},null,{"$f":"IF(Kat_1=0,\"\",\"Emissionen\")","v":""},null,{"$f":"BG200","v":"-"},null,"[kgCO2eq/kWh]",{"$nulls":16},{"$f":"Daten!$E$362","v":0.125},{"$nulls":20},{"$f":"IF(GT!AC214=0,\"-\",GT!AC214)","v":"-"},null,{"$f":"IF(GT!G214=\"\",\"-\",GT!G214)","v":"[kWh/a]"},null,{"$f":"IF(Kat_1=0,\"\",\"Emissionen\")","v":""},null,{"$f":"IF(GT!K214=\"\",IF(GT!E214=\"\",\"-\",GT!Z214),GT!K214)","v":"-"},null,"[kgCO2eq/kWh]"]
[]
[{"$nulls":10},{"$f":"IF(Kat_1=0,\"\",\"Prim.Faktor\")","v":""},null,{"$f":"BG202","v":"-"},null,"[kWhPrE/kWhEndE]",{"$nulls":17},{"$f":"Daten!$C$362","v":2.65},{"$nulls":19},{"$f":"IF(GT!E222=\"\",\"-\",GT!E222)","v":"-"},null,{"$f":"IF(GT!G222=\"\",\"-\",GT!G222)","v":"[CHF]"},null,{"$f":"IF(Kat_1=0,\"\",\"Prim.Faktor\")","v":""},null,{"$f":"IF(GT!K216=\"\",IF(GT!E214=\"\",\"-\",GT!AA216),GT!K216)","v":"-"},null,"[kWhPrE/kWhEndE]"]
[]
[null,false,{"$f":"IF(AND(NOT(ISBLANK($I204)),B204),\"x\",\"\")","v":""},false,{"$f":"IF(AND(NOT(ISBLANK($I204)),D204),\"x\",\"\")","v":""},false,{"$f":"IF(AND(NOT(ISBLANK($I204)),F204),\"x\",\"\")","v":""},null,{"$f":"IF(Kat_2=0,\"Kategorie 2: keine Auswahl\",\"Kategorie 2: \" & TEXT(Kat_2, \"0\"))","v":"Kategorie 2: keine Auswahl"},null,{"$f":"IF(Kat_2=0,\"\",\"Emissionen\")","v":""},null,{"$f":"BG204","v":"-"},null,"[kgCO2eq/kWh]",{"$nulls":16},{"$f":"Daten!$E$362","v":0.125},{"$nulls":20},{"$f":"IF(GT!AC224=0,\"-\",GT!AC224)","v":"-"},null,{"$f":"IF(GT!G224=\"\",\"-\",GT!G224)","v":"[kWh/a]"},null,{"$f":"IF(Kat_2=0,\"\",\"Emissionen\")","v":""},null,{"$f":"IF(GT!K224=\"\",IF(GT!E224=\"\",\"-\",GT!Z224),GT!K224)","v":"-"},null,"[kgCO2eq/kWh]"]
[]
[{"$nulls":10},{"$f":"IF(Kat_2=0,\"\",\"Prim.Faktor\")","v":""},null,{"$f":"BG206","v":"-"},null,"[kWhPrE/kWhEndE]",{"$nulls":17},{"$f":"Daten!$C$362","v":2.65},{"$nulls":19},{"$f":"IF(GT!E232=\"\",\"-\",GT!E232)","v":"-"},null,{"$f":"IF(GT!G232=\"\",\"-\",GT!G232)","v":"[CHF]"},null,{"$f":"IF(Kat_2=0,\"\",\"Prim.Faktor\")","v":""},null,{"$f":"IF(GT!K226=\"\",IF(GT!E224=\"\",\"-\",GT!AA226),GT!K226)","v":"-"},null,"[kWhPrE/kWhEndE]"]
[]
[null,false,{"$f":"IF(AND(NOT(ISBLANK($I208)),B208),\"x\",\"\")","v":""},false,{"$f":"IF(AND(NOT(ISBLANK($I208)),D208),\"x\",\"\")","v":""},false,{"$f":"IF(AND(NOT(ISBLANK($I208)),F208),\"x\",\"\")","v":""},null,{"$f":"IF(Kat_3=0,\"Kategorie 3: keine Auswahl\",\"Kategorie 3: \" & TEXT(Kat_3, \"0\"))","v":"Kategorie 3: keine Auswahl"},null,{"$f":"IF(Kat_3=0,\"\",\"Emissionen\")","v":""},null,{"$f":"BG208","v":"-"},null,"[kgCO2eq/kWh]",{"$nulls":16},{"$f":"Daten!$E$362","v":0.125},{"$nulls":20},{"$f":"IF(GT!AC234=0,\"-\",GT!AC234)","v":"-"},null,{"$f":"IF(GT!G234=\"\",\"-\",GT!G234)","v":"[kWh/a]"},null,{"$f":"IF(Kat_3=0,\"\",\"Emissionen\")","v":""},null,{"$f":"IF(GT!K234=\"\",IF(GT!E234=\"\",\"-\",GT!Z234),GT!K234)","v":"-"},null,"[kgCO2eq/kWh]"]
[]
[{"$nulls":10},{"$f":"IF(Kat_3=0,\"\",\"Prim.Faktor\")","v":""},null,{"$f":"BG210","v":"-"},null,"[kWhPrE/kWhEndE]",{"$nulls":17},{"$f":"Daten!$C$362","v":2.65},{"$nulls":19},{"$f":"IF(GT!E242=\"\",\"-\",GT!E242)","v":"-"},null,{"$f":"IF(GT!G242=\"\",\"-\",GT!G242)","v":"[CHF]"},null,{"$f":"IF(Kat_3=0,\"\",\"Prim.Faktor\")","v":""},null,{"$f":"IF(GT!K236=\"\",IF(GT!E234=\"\",\"-\",GT!AA236),GT!K236)","v":"-"},null,"[kWhPrE/kWhEndE]"]
[]
[{"$nulls":7},"4.2 Betriebseinrichtung und Geräte",{"$nulls":44},{"$f":"H212","v":"4.2 Betriebseinrichtung und Geräte"}]
[]
[{"$nulls":8},"Eingabe auf Blatt \"V_GTel\""]
[]
[{"$nulls":8},"Bezeichnung",null,"zugeordnete Kategorie",{"$nulls":3},"Bedarf [kWh/a]",{"$nulls":37},"Bezeichnung",{"$nulls":3},"zugeordnete Kategorie",{"$nulls":3},"Bedarf [kWh/a]"]
[]
[null,false,{"$f":"IF(AND(NOT(ISBLANK($I218)),B218),\"x\",\"\")","v":""},false,{"$f":"IF(AND(NOT(ISBLANK($I218)),D218),\"x\",\"\")","v":""},false,{"$f":"IF(AND(NOT(ISBLANK($I218)),F218),\"x\",\"\")","v":""},null,{"$f":"IF(ISBLANK(V_GTel!$B12),\"\",V_GTel!B12)","v":""},null,{"$f":"IF(ISBLANK(V_GTel!$B12),\"\",V_GTel!D12)","v":""},{"$nulls":3},{"$f":"IF(ISBLANK(V_GTel!$B12),\"\",V_GTel!O12)","v":""},{"$nulls":31},false,{"$f":"IF(AND(NOT($BA218=\"-\"),AU218),\"x\",\"\")","v":""},false,{"$f":"IF(AND(NOT($BA218=\"-\"),AW218),\"x\",\"\")","v":""},false,{"$f":"IF(AND(NOT($BA218=\"-\"),AY218),\"x\",\"\")","v":""},{"$f":"IF(ISBLANK(GTel!$B13),\"\",GTel!B13)","v":""},{"$nulls":3},{"$f":"IF(ISBLANK(GTel!$B13),\"\",GTel!D13)","v":""},{"$nulls":3},{"$f":"IF(ISBLANK(GTel!$B13),\"\",GTel!N13)","v":""}]
[null,false,"",false,"",false,"",null,{"$f":"IF(ISBLANK(V_GTel!$B13),\"\",V_GTel!B13)","v":""},null,{"$f":"IF(ISBLANK(V_GTel!$B13),\"\",V_GTel!D13)","v":""},{"$nulls":3},{"$f":"IF(ISBLANK(V_GTel!$B13),\"\",V_GTel!O13)","v":""},{"$nulls":31},false,{"$f":"IF(AND(NOT($BA219=\"-\"),AU219),\"x\",\"\")","v":""},false,{"$f":"IF(AND(NOT($BA219=\"-\"),AW219),\"x\",\"\")","v":""},false,{"$f":"IF(AND(NOT($BA219=\"-\"),AY219),\"x\",\"\")","v":""},{"$f":"IF(ISBLANK(GTel!$B14),\"\",GTel!B14)","v":""},{"$nulls":3},{"$f":"IF(ISBLANK(GTel!$B14),\"\",GTel!D14)","v":""},{"$nulls":3},{"$f":"IF(ISBLANK(GTel!$B14),\"\",GTel!N14)","v":""}]
[null,false,"",false,"",false,"",null,{"$f":"IF(ISBLANK(V_GTel!$B14),\"\",V_GTel!B14)","v":""},null,{"$f":"IF(ISBLANK(V_GTel!$B14),\"\",V_GTel!D14)","v":""},{"$nulls":3},{"$f":"IF(ISBLANK(V_GTel!$B14),\"\",V_GTel!O14)","v":""},{"$nulls":31},false,"",false,"",false,"",{"$f":"IF(ISBLANK(GTel!$B15),\"\",GTel!B15)","v":""},{"$nulls":3},{"$f":"IF(ISBLANK(GTel!$B15),\"\",GTel!D15)","v":""},{"$nulls":3},{"$f":"IF(ISBLANK(GTel!$B15),\"\",GTel!N15)","v":""}]
[null,false,"",false,"",false,"",null,{"$f":"IF(ISBLANK(V_GTel!$B15),\"\",V_GTel!B15)","v":""},null,{"$f":"IF(ISBLANK(V_GTel!$B15),\"\",V_GTel!D15)","v":""},{"$nulls":3},{"$f":"IF(ISBLANK(V_GTel!$B15),\"\",V_GTel!O15)","v":""},{"$nulls":31},false,"",false,"",false,"",{"$f":"IF(ISBLANK(GTel!$B16),\"\",GTel!B16)","v":""},{"$nulls":3},{"$f":"IF(ISBLANK(GTel!$B16),\"\",GTel!D16)","v":""},{"$nulls":3},{"$f":"IF(ISBLANK(GTel!$B16),\"\",GTel!N16)","v":""}]
[null,false,"",false,"",false,"",null,{"$f":"IF(ISBLANK(V_GTel!$B16),\"\",V_GTel!B16)","v":""},null,{"$f":"IF(ISBLANK(V_GTel!$B16),\"\",V_GTel!D16)","v":""},{"$nulls":3},{"$f":"IF(ISBLANK(V_GTel!$B16),\"\",V_GTel!O16)","v":""},{"$nulls":31},false,"",false,"",false,"",{"$f":"IF(ISBLANK(GTel!$B17),\"\",GTel!B17)","v":""},{"$nulls":3},{"$f":"IF(ISBLANK(GTel!$B17),\"\",GTel!D17)","v":""},{"$nulls":3},{"$f":"IF(ISBLANK(GTel!$B17),\"\",GTel!N17)","v":""}]
[null,false,"",false,"",false,"",null,{"$f":"IF(ISBLANK(V_GTel!$B17),\"\",V_GTel!B17)","v":""},null,{"$f":"IF(ISBLANK(V_GTel!$B17),\"\",V_GTel!D17)","v":""},{"$nulls":3},{"$f":"IF(ISBLANK(V_GTel!$B17),\"\",V_GTel!O17)","v":""},{"$nulls":31},false,"",false,"",false,"",{"$f":"IF(ISBLANK(GTel!$B18),\"\",GTel!B18)","v":""},{"$nulls":3},{"$f":"IF(ISBLANK(GTel!$B18),\"\",GTel!D18)","v":""},{"$nulls":3},{"$f":"IF(ISBLANK(GTel!$B18),\"\",GTel!N18)","v":""}]
[null,false,"",false,"",false,"",null,{"$f":"IF(ISBLANK(V_GTel!$B18),\"\",V_GTel!B18)","v":""},null,{"$f":"IF(ISBLANK(V_GTel!$B18),\"\",V_GTel!D18)","v":""},{"$nulls":3},{"$f":"IF(ISBLANK(V_GTel!$B18),\"\",V_GTel!O18)","v":""},{"$nulls":31},false,"",false,"",false,"",{"$f":"IF(ISBLANK(GTel!$B19),\"\",GTel!B19)","v":""},{"$nulls":3},{"$f":"IF(ISBLANK(GTel!$B19),\"\",GTel!D19)","v":""},{"$nulls":3},{"$f":"IF(ISBLANK(GTel!$B19),\"\",GTel!N19)","v":""}]
[null,false,"",false,"",false,"",null,{"$f":"IF(ISBLANK(V_GTel!$B19),\"\",V_GTel!B19)","v":""},null,{"$f":"IF(ISBLANK(V_GTel!$B19),\"\",V_GTel!D19)","v":""},{"$nulls":3},{"$f":"IF(ISBLANK(V_GTel!$B19),\"\",V_GTel!O19)","v":""},{"$nulls":31},false,"",false,"",false,"",{"$f":"IF(ISBLANK(GTel!$B20),\"\",GTel!B20)","v":""},{"$nulls":3},{"$f":"IF(ISBLANK(GTel!$B20),\"\",GTel!D20)","v":""},{"$nulls":3},{"$f":"IF(ISBLANK(GTel!$B20),\"\",GTel!N20)","v":""}]
[null,false,"",false,"",false,"",null,{"$f":"IF(ISBLANK(V_GTel!$B20),\"\",V_GTel!B20)","v":""},null,{"$f":"IF(ISBLANK(V_GTel!$B20),\"\",V_GTel!D20)","v":""},{"$nulls":3},{"$f":"IF(ISBLANK(V_GTel!$B20),\"\",V_GTel!O20)","v":""},{"$nulls":31},false,"",false,"",false,"",{"$f":"IF(ISBLANK(GTel!$B21),\"\",GTel!B21)","v":""},{"$nulls":3},{"$f":"IF(ISBLANK(GTel!$B21),\"\",GTel!D21)","v":""},{"$nulls":3},{"$f":"IF(ISBLANK(GTel!$B21),\"\",GTel!N21)","v":""}]
[null,false,"",false,"",false,"",null,{"$f":"IF(ISBLANK(V_GTel!$B21),\"\",V_GTel!B21)","v":""},null,{"$f":"IF(ISBLANK(V_GTel!$B21),\"\",V_GTel!D21)","v":""},{"$nulls":3},{"$f":"IF(ISBLANK(V_GTel!$B21),\"\",V_GTel!O21)","v":""},{"$nulls":31},false,"",false,"",false,"",{"$f":"IF(ISBLANK(GTel!$B22),\"\",GTel!B22)","v":""},{"$nulls":3},{"$f":"IF(ISBLANK(GTel!$B22),\"\",GTel!D22)","v":""},{"$nulls":3},{"$f":"IF(ISBLANK(GTel!$B22),\"\",GTel!N22)","v":""}]
[null,false,"",false,"",false,"",null,{"$f":"IF(ISBLANK(V_GTel!$B22),\"\",V_GTel!B22)","v":""},null,{"$f":"IF(ISBLANK(V_GTel!$B22),\"\",V_GTel!D22)","v":""},{"$nulls":3},{"$f":"IF(ISBLANK(V_GTel!$B22),\"\",V_GTel!O22)","v":""},{"$nulls":31},false,"",false,"",false,"",{"$f":"IF(ISBLANK(GTel!$B23),\"\",GTel!B23)","v":""},{"$nulls":3},{"$f":"IF(ISBLANK(GTel!$B23),\"\",GTel!D23)","v":""},{"$nulls":3},{"$f":"IF(ISBLANK(GTel!$B23),\"\",GTel!N23)","v":""}]
[null,false,"",false,"",false,"",null,{"$f":"IF(ISBLANK(V_GTel!$B23),\"\",V_GTel!B23)","v":""},null,{"$f":"IF(ISBLANK(V_GTel!$B23),\"\",V_GTel!D23)","v":""},{"$nulls":3},{"$f":"IF(ISBLANK(V_GTel!$B23),\"\",V_GTel!O23)","v":""},{"$nulls":31},false,"",false,"",false,"",{"$f":"IF(ISBLANK(GTel!$B24),\"\",GTel!B24)","v":""},{"$nulls":3},{"$f":"IF(ISBLANK(GTel!$B24),\"\",GTel!D24)","v":""},{"$nulls":3},{"$f":"IF(ISBLANK(GTel!$B24),\"\",GTel!N24)","v":""}]
[null,false,"",false,"",false,"",null,{"$f":"IF(ISBLANK(V_GTel!$B24),\"\",V_GTel!B24)","v":""},null,{"$f":"IF(ISBLANK(V_GTel!$B24),\"\",V_GTel!D24)","v":""},{"$nulls":3},{"$f":"IF(ISBLANK(V_GTel!$B24),\"\",V_GTel!O24)","v":""},{"$nulls":31},false,"",false,"",false,"",{"$f":"IF(ISBLANK(GTel!$B25),\"\",GTel!B25)","v":""},{"$nulls":3},{"$f":"IF(ISBLANK(GTel!$B25),\"\",GTel!D25)","v":""},{"$nulls":3},{"$f":"IF(ISBLANK(GTel!$B25),\"\",GTel!N25)","v":""}]
[null,false,"",false,"",false,"",null,{"$f":"IF(ISBLANK(V_GTel!$B25),\"\",V_GTel!B25)","v":""},null,{"$f":"IF(ISBLANK(V_GTel!$B25),\"\",V_GTel!D25)","v":""},{"$nulls":3},{"$f":"IF(ISBLANK(V_GTel!$B25),\"\",V_GTel!O25)","v":""},{"$nulls":31},false,"",false,"",false,"",{"$f":"IF(ISBLANK(GTel!$B26),\"\",GTel!B26)","v":""},{"$nulls":3},{"$f":"IF(ISBLANK(GTel!$B26),\"\",GTel!D26)","v":""},{"$nulls":3},{"$f":"IF(ISBLANK(GTel!$B26),\"\",GTel!N26)","v":""}]
[null,false,"",false,"",false,"",null,{"$f":"IF(ISBLANK(V_GTel!$B26),\"\",V_GTel!B26)","v":""},null,{"$f":"IF(ISBLANK(V_GTel!$B26),\"\",V_GTel!D26)","v":""},{"$nulls":3},{"$f":"IF(ISBLANK(V_GTel!$B26),\"\",V_GTel!O26)","v":""},{"$nulls":31},false,"",false,"",false,"",{"$f":"IF(ISBLANK(GTel!$B27),\"\",GTel!B27)","v":""},{"$nulls":3},{"$f":"IF(ISBLANK(GTel!$B27),\"\",GTel!D27)","v":""},{"$nulls":3},{"$f":"IF(ISBLANK(GTel!$B27),\"\",GTel!N27)","v":""}]
[null,false,"",false,"",false,"",null,{"$f":"IF(ISBLANK(V_GTel!$B27),\"\",V_GTel!B27)","v":""},null,{"$f":"IF(ISBLANK(V_GTel!$B27),\"\",V_GTel!D27)","v":""},{"$nulls":3},{"$f":"IF(ISBLANK(V_GTel!$B27),\"\",V_GTel!O27)","v":""},{"$nulls":31},false,"",false,"",false,"",{"$f":"IF(ISBLANK(GTel!$B28),\"\",GTel!B28)","v":""},{"$nulls":3},{"$f":"IF(ISBLANK(GTel!$B28),\"\",GTel!D28)","v":""},{"$nulls":3},{"$f":"IF(ISBLANK(GTel!$B28),\"\",GTel!N28)","v":""}]
[null,false,"",false,"",false,"",null,{"$f":"IF(ISBLANK(V_GTel!$B28),\"\",V_GTel!B28)","v":""},null,{"$f":"IF(ISBLANK(V_GTel!$B28),\"\",V_GTel!D28)","v":""},{"$nulls":3},{"$f":"IF(ISBLANK(V_GTel!$B28),\"\",V_GTel!O28)","v":""},{"$nulls":31},false,"",false,"",false,"",{"$f":"IF(ISBLANK(GTel!$B29),\"\",GTel!B29)","v":""},{"$nulls":3},{"$f":"IF(ISBLANK(GTel!$B29),\"\",GTel!D29)","v":""},{"$nulls":3},{"$f":"IF(ISBLANK(GTel!$B29),\"\",GTel!N29)","v":""}]
[null,false,"",false,"",false,"",null,{"$f":"IF(ISBLANK(V_GTel!$B29),\"\",V_GTel!B29)","v":""},null,{"$f":"IF(ISBLANK(V_GTel!$B29),\"\",V_GTel!D29)","v":""},{"$nulls":3},{"$f":"IF(ISBLANK(V_GTel!$B29),\"\",V_GTel!O29)","v":""},{"$nulls":31},false,"",false,"",false,"",{"$f":"IF(ISBLANK(GTel!$B30),\"\",GTel!B30)","v":""},{"$nulls":3},{"$f":"IF(ISBLANK(GTel!$B30),\"\",GTel!D30)","v":""},{"$nulls":3},{"$f":"IF(ISBLANK(GTel!$B30),\"\",GTel!N30)","v":""}]
[null,false,"",false,"",false,"",null,{"$f":"IF(ISBLANK(V_GTel!$B30),\"\",V_GTel!B30)","v":""},null,{"$f":"IF(ISBLANK(V_GTel!$B30),\"\",V_GTel!D30)","v":""},{"$nulls":3},{"$f":"IF(ISBLANK(V_GTel!$B30),\"\",V_GTel!O30)","v":""},{"$nulls":31},false,"",false,"",false,"",{"$f":"IF(ISBLANK(GTel!$B31),\"\",GTel!B31)","v":""},{"$nulls":3},{"$f":"IF(ISBLANK(GTel!$B31),\"\",GTel!D31)","v":""},{"$nulls":3},{"$f":"IF(ISBLANK(GTel!$B31),\"\",GTel!N31)","v":""}]
[null,false,"",false,"",false,"",null,{"$f":"IF(ISBLANK(V_GTel!$B31),\"\",V_GTel!B31)","v":""},null,{"$f":"IF(ISBLANK(V_GTel!$B31),\"\",V_GTel!D31)","v":""},{"$nulls":3},{"$f":"IF(ISBLANK(V_GTel!$B31),\"\",V_GTel!O31)","v":""},{"$nulls":31},false,"",false,"",false,"",{"$f":"IF(ISBLANK(GTel!$B32),\"\",GTel!B32)","v":""},{"$nulls":3},{"$f":"IF(ISBLANK(GTel!$B32),\"\",GTel!D32)","v":""},{"$nulls":3},{"$f":"IF(ISBLANK(GTel!$B32),\"\",GTel!N32)","v":""}]
[null,false,"",false,"",false,"",null,{"$f":"IF(ISBLANK(V_GTel!$B32),\"\",V_GTel!B32)","v":""},null,{"$f":"IF(ISBLANK(V_GTel!$B32),\"\",V_GTel!D32)","v":""},{"$nulls":3},{"$f":"IF(ISBLANK(V_GTel!$B32),\"\",V_GTel!O32)","v":""},{"$nulls":31},false,"",false,"",false,"",{"$f":"IF(ISBLANK(GTel!$B33),\"\",GTel!B33)","v":""},{"$nulls":3},{"$f":"IF(ISBLANK(GTel!$B33),\"\",GTel!D33)","v":""},{"$nulls":3},{"$f":"IF(ISBLANK(GTel!$B33),\"\",GTel!N33)","v":""}]
[null,false,"",false,"",false,"",null,{"$f":"IF(ISBLANK(V_GTel!$B33),\"\",V_GTel!B33)","v":""},null,{"$f":"IF(ISBLANK(V_GTel!$B33),\"\",V_GTel!D33)","v":""},{"$nulls":3},{"$f":"IF(ISBLANK(V_GTel!$B33),\"\",V_GTel!O33)","v":""},{"$nulls":31},false,"",false,"",false,"",{"$f":"IF(ISBLANK(GTel!$B34),\"\",GTel!B34)","v":""},{"$nulls":3},{"$f":"IF(ISBLANK(GTel!$B34),\"\",GTel!D34)","v":""},{"$nulls":3},{"$f":"IF(ISBLANK(GTel!$B34),\"\",GTel!N34)","v":""}]
[null,false,"",false,"",false,"",null,{"$f":"IF(ISBLANK(V_GTel!$B34),\"\",V_GTel!B34)","v":""},null,{"$f":"IF(ISBLANK(V_GTel!$B34),\"\",V_GTel!D34)","v":""},{"$nulls":3},{"$f":"IF(ISBLANK(V_GTel!$B34),\"\",V_GTel!O34)","v":""},{"$nulls":31},false,"",false,"",false,"",{"$f":"IF(ISBLANK(GTel!$B35),\"\",GTel!B35)","v":""},{"$nulls":3},{"$f":"IF(ISBLANK(GTel!$B35),\"\",GTel!D35)","v":""},{"$nulls":3},{"$f":"IF(ISBLANK(GTel!$B35),\"\",GTel!N35)","v":""}]
[null,false,"",false,"",false,"",null,{"$f":"IF(ISBLANK(V_GTel!$B35),\"\",V_GTel!B35)","v":""},null,{"$f":"IF(ISBLANK(V_GTel!$B35),\"\",V_GTel!D35)","v":""},{"$nulls":3},{"$f":"IF(ISBLANK(V_GTel!$B35),\"\",V_GTel!O35)","v":""},{"$nulls":31},false,"",false,"",false,"",{"$f":"IF(ISBLANK(GTel!$B36),\"\",GTel!B36)","v":""},{"$nulls":3},{"$f":"IF(ISBLANK(GTel!$B36),\"\",GTel!D36)","v":""},{"$nulls":3},{"$f":"IF(ISBLANK(GTel!$B36),\"\",GTel!N36)","v":""}]
[]
[null,false,"",false,"",false,"",null,{"$f":"IF(ISBLANK(V_GTel!$B36),\"\",V_GTel!B36)","v":""},null,{"$f":"IF(ISBLANK(V_GTel!$B36),\"\",V_GTel!D36)","v":""},{"$nulls":3},{"$f":"IF(ISBLANK(V_GTel!$B36),\"\",V_GTel!O36)","v":""},{"$nulls":31},false,"",false,"",false,"",{"$f":"IF(ISBLANK(GTel!$B37),\"\",GTel!B37)","v":""},{"$nulls":3},{"$f":"IF(ISBLANK(GTel!$B37),\"\",GTel!D37)","v":""},{"$nulls":3},{"$f":"IF(ISBLANK(GTel!$B37),\"\",GTel!N37)","v":""}]
[null,false,"",false,"",false,"",null,{"$f":"IF(ISBLANK(V_GTel!$B37),\"\",V_GTel!B37)","v":""},null,{"$f":"IF(ISBLANK(V_GTel!$B37),\"\",V_GTel!D37)","v":""},{"$nulls":3},{"$f":"IF(ISBLANK(V_GTel!$B37),\"\",V_GTel!O37)","v":""},{"$nulls":31},false,"",false,"",false,"",{"$f":"IF(ISBLANK(GTel!$B38),\"\",GTel!B38)","v":""},{"$nulls":3},{"$f":"IF(ISBLANK(GTel!$B38),\"\",GTel!D38)","v":""},{"$nulls":3},{"$f":"IF(ISBLANK(GTel!$B38),\"\",GTel!N38)","v":""}]
[null,false,"",false,"",false,"",null,{"$f":"IF(ISBLANK(V_GTel!$B38),\"\",V_GTel!B38)","v":""},null,{"$f":"IF(ISBLANK(V_GTel!$B38),\"\",V_GTel!D38)","v":""},{"$nulls":3},{"$f":"IF(ISBLANK(V_GTel!$B38),\"\",V_GTel!O38)","v":""},{"$nulls":31},false,"",false,"",false,"",{"$f":"IF(ISBLANK(GTel!$B39),\"\",GTel!B39)","v":""},{"$nulls":3},{"$f":"IF(ISBLANK(GTel!$B39),\"\",GTel!D39)","v":""},{"$nulls":3},{"$f":"IF(ISBLANK(GTel!$B39),\"\",GTel!N39)","v":""}]
[null,false,"",false,"",false,"",null,{"$f":"IF(ISBLANK(V_GTel!$B39),\"\",V_GTel!B39)","v":""},null,{"$f":"IF(ISBLANK(V_GTel!$B39),\"\",V_GTel!D39)","v":""},{"$nulls":3},{"$f":"IF(ISBLANK(V_GTel!$B39),\"\",V_GTel!O39)","v":""},{"$nulls":31},false,"",false,"",false,"",{"$f":"IF(ISBLANK(GTel!$B40),\"\",GTel!B40)","v":""},{"$nulls":3},{"$f":"IF(ISBLANK(GTel!$B40),\"\",GTel!D40)","v":""},{"$nulls":3},{"$f":"IF(ISBLANK(GTel!$B40),\"\",GTel!N40)","v":""}]
[null,false,"",false,"",false,"",null,{"$f":"IF(ISBLANK(V_GTel!$B40),\"\",V_GTel!B40)","v":""},null,{"$f":"IF(ISBLANK(V_GTel!$B40),\"\",V_GTel!D40)","v":""},{"$nulls":3},{"$f":"IF(ISBLANK(V_GTel!$B40),\"\",V_GTel!O40)","v":""},{"$nulls":31},false,"",false,"",false,"",{"$f":"IF(ISBLANK(GTel!$B41),\"\",GTel!B41)","v":""},{"$nulls":3},{"$f":"IF(ISBLANK(GTel!$B41),\"\",GTel!D41)","v":""},{"$nulls":3},{"$f":"IF(ISBLANK(GTel!$B41),\"\",GTel!N41)","v":""}]
[null,false,"",false,"",false,"",null,{"$f":"IF(ISBLANK(V_GTel!$B41),\"\",V_GTel!B41)","v":""},null,{"$f":"IF(ISBLANK(V_GTel!$B41),\"\",V_GTel!D41)","v":""},{"$nulls":3},{"$f":"IF(ISBLANK(V_GTel!$B41),\"\",V_GTel!O41)","v":""},{"$nulls":31},false,"",false,"",false,"",{"$f":"IF(ISBLANK(GTel!$B42),\"\",GTel!B42)","v":""},{"$nulls":3},{"$f":"IF(ISBLANK(GTel!$B42),\"\",GTel!D42)","v":""},{"$nulls":3},{"$f":"IF(ISBLANK(GTel!$B42),\"\",GTel!N42)","v":""}]
[null,false,"",false,"",false,"",null,{"$f":"IF(ISBLANK(V_GTel!$B42),\"\",V_GTel!B42)","v":""},null,{"$f":"IF(ISBLANK(V_GTel!$B42),\"\",V_GTel!D42)","v":""},{"$nulls":3},{"$f":"IF(ISBLANK(V_GTel!$B42),\"\",V_GTel!O42)","v":""},{"$nulls":31},false,"",false,"",false,"",{"$f":"IF(ISBLANK(GTel!$B43),\"\",GTel!B43)","v":""},{"$nulls":3},{"$f":"IF(ISBLANK(GTel!$B43),\"\",GTel!D43)","v":""},{"$nulls":3},{"$f":"IF(ISBLANK(GTel!$B43),\"\",GTel!N43)","v":""}]
[null,false,"",false,"",false,"",null,{"$f":"IF(ISBLANK(V_GTel!$B43),\"\",V_GTel!B43)","v":""},null,{"$f":"IF(ISBLANK(V_GTel!$B43),\"\",V_GTel!D43)","v":""},{"$nulls":3},{"$f":"IF(ISBLANK(V_GTel!$B43),\"\",V_GTel!O43)","v":""},{"$nulls":31},false,"",false,"",false,"",{"$f":"IF(ISBLANK(GTel!$B44),\"\",GTel!B44)","v":""},{"$nulls":3},{"$f":"IF(ISBLANK(GTel!$B44),\"\",GTel!D44)","v":""},{"$nulls":3},{"$f":"IF(ISBLANK(GTel!$B44),\"\",GTel!N44)","v":""}]
[null,false,{"$f":"IF(AND(NOT(ISBLANK($I251)),B251),\"x\",\"\")","v":""},false,{"$f":"IF(AND(NOT(ISBLANK($I251)),D251),\"x\",\"\")","v":""},false,{"$f":"IF(AND(NOT(ISBLANK($I251)),F251),\"x\",\"\")","v":""},null,{"$f":"IF(ISBLANK(V_GTel!$B44),\"\",V_GTel!B44)","v":""},null,{"$f":"IF(ISBLANK(V_GTel!$B44),\"\",V_GTel!D44)","v":""},{"$nulls":3},{"$f":"IF(ISBLANK(V_GTel!$B44),\"\",V_GTel!O44)","v":""},{"$nulls":31},false,"",false,"",false,"",{"$f":"IF(ISBLANK(GTel!$B45),\"\",GTel!B45)","v":""},{"$nulls":3},{"$f":"IF(ISBLANK(GTel!$B45),\"\",GTel!D45)","v":""},{"$nulls":3},{"$f":"IF(ISBLANK(GTel!$B45),\"\",GTel!N45)","v":""}]
[null,false,"",false,"",false,"",null,{"$f":"IF(ISBLANK(V_GTel!$B45),\"\",V_GTel!B45)","v":""},null,{"$f":"IF(ISBLANK(V_GTel!$B45),\"\",V_GTel!D45)","v":""},{"$nulls":3},{"$f":"IF(ISBLANK(V_GTel!$B45),\"\",V_GTel!O45)","v":""},{"$nulls":31},false,"",false,"",false,"",{"$f":"IF(ISBLANK(GTel!$B46),\"\",GTel!B46)","v":""},{"$nulls":3},{"$f":"IF(ISBLANK(GTel!$B46),\"\",GTel!D46)","v":""},{"$nulls":3},{"$f":"IF(ISBLANK(GTel!$B46),\"\",GTel!N46)","v":""}]
[null,false,"",false,"",false,"",null,{"$f":"IF(ISBLANK(V_GTel!$B46),\"\",V_GTel!B46)","v":""},null,{"$f":"IF(ISBLANK(V_GTel!$B46),\"\",V_GTel!D46)","v":""},{"$nulls":3},{"$f":"IF(ISBLANK(V_GTel!$B46),\"\",V_GTel!O46)","v":""},{"$nulls":31},false,"",false,"",false,"",{"$f":"IF(ISBLANK(GTel!$B47),\"\",GTel!B47)","v":""},{"$nulls":3},{"$f":"IF(ISBLANK(GTel!$B47),\"\",GTel!D47)","v":""},{"$nulls":3},{"$f":"IF(ISBLANK(GTel!$B47),\"\",GTel!N47)","v":""}]
[null,false,"",false,"",false,"",null,{"$f":"IF(ISBLANK(V_GTel!$B47),\"\",V_GTel!B47)","v":""},null,{"$f":"IF(ISBLANK(V_GTel!$B47),\"\",V_GTel!D47)","v":""},{"$nulls":3},{"$f":"IF(ISBLANK(V_GTel!$B47),\"\",V_GTel!O47)","v":""},{"$nulls":31},false,"",false,"",false,"",{"$f":"IF(ISBLANK(GTel!$B48),\"\",GTel!B48)","v":""},{"$nulls":3},{"$f":"IF(ISBLANK(GTel!$B48),\"\",GTel!D48)","v":""},{"$nulls":3},{"$f":"IF(ISBLANK(GTel!$B48),\"\",GTel!N48)","v":""}]
[null,false,"",false,"",false,"",null,{"$f":"IF(ISBLANK(V_GTel!$B48),\"\",V_GTel!B48)","v":""},null,{"$f":"IF(ISBLANK(V_GTel!$B48),\"\",V_GTel!D48)","v":""},{"$nulls":3},{"$f":"IF(ISBLANK(V_GTel!$B48),\"\",V_GTel!O48)","v":""},{"$nulls":31},false,"",false,"",false,"",{"$f":"IF(ISBLANK(GTel!$B49),\"\",GTel!B49)","v":""},{"$nulls":3},{"$f":"IF(ISBLANK(GTel!$B49),\"\",GTel!D49)","v":""},{"$nulls":3},{"$f":"IF(ISBLANK(GTel!$B49),\"\",GTel!N49)","v":""}]
[null,false,"",false,"",false,"",null,{"$f":"IF(ISBLANK(V_GTel!$B49),\"\",V_GTel!B49)","v":""},null,{"$f":"IF(ISBLANK(V_GTel!$B49),\"\",V_GTel!D49)","v":""},{"$nulls":3},{"$f":"IF(ISBLANK(V_GTel!$B49),\"\",V_GTel!O49)","v":""},{"$nulls":31},false,"",false,"",false,"",{"$f":"IF(ISBLANK(GTel!$B50),\"\",GTel!B50)","v":""},{"$nulls":3},{"$f":"IF(ISBLANK(GTel!$B50),\"\",GTel!D50)","v":""},{"$nulls":3},{"$f":"IF(ISBLANK(GTel!$B50),\"\",GTel!N50)","v":""}]
[null,false,"",false,"",false,"",null,{"$f":"IF(ISBLANK(V_GTel!$B50),\"\",V_GTel!B50)","v":""},null,{"$f":"IF(ISBLANK(V_GTel!$B50),\"\",V_GTel!D50)","v":""},{"$nulls":3},{"$f":"IF(ISBLANK(V_GTel!$B50),\"\",V_GTel!O50)","v":""},{"$nulls":31},false,"",false,"",false,"",{"$f":"IF(ISBLANK(GTel!$B51),\"\",GTel!B51)","v":""},{"$nulls":3},{"$f":"IF(ISBLANK(GTel!$B51),\"\",GTel!D51)","v":""},{"$nulls":3},{"$f":"IF(ISBLANK(GTel!$B51),\"\",GTel!N51)","v":""}]
[null,false,"",false,"",false,"",null,{"$f":"IF(ISBLANK(V_GTel!$B51),\"\",V_GTel!B51)","v":""},null,{"$f":"IF(ISBLANK(V_GTel!$B51),\"\",V_GTel!D51)","v":""},{"$nulls":3},{"$f":"IF(ISBLANK(V_GTel!$B51),\"\",V_GTel!O51)","v":""},{"$nulls":31},false,"",false,"",false,"",{"$f":"IF(ISBLANK(GTel!$B52),\"\",GTel!B52)","v":""},{"$nulls":3},{"$f":"IF(ISBLANK(GTel!$B52),\"\",GTel!D52)","v":""},{"$nulls":3},{"$f":"IF(ISBLANK(GTel!$B52),\"\",GTel!N52)","v":""}]
[null,false,"",false,"",false,"",null,{"$f":"IF(ISBLANK(V_GTel!$B52),\"\",V_GTel!B52)","v":""},null,{"$f":"IF(ISBLANK(V_GTel!$B52),\"\",V_GTel!D52)","v":""},{"$nulls":3},{"$f":"IF(ISBLANK(V_GTel!$B52),\"\",V_GTel!O52)","v":""},{"$nulls":31},false,"",false,"",false,"",{"$f":"IF(ISBLANK(GTel!$B53),\"\",GTel!B53)","v":""},{"$nulls":3},{"$f":"IF(ISBLANK(GTel!$B53),\"\",GTel!D53)","v":""},{"$nulls":3},{"$f":"IF(ISBLANK(GTel!$B53),\"\",GTel!N53)","v":""}]
[null,false,"",false,"",false,"",null,{"$f":"IF(ISBLANK(V_GTel!$B53),\"\",V_GTel!B53)","v":""},null,{"$f":"IF(ISBLANK(V_GTel!$B53),\"\",V_GTel!D53)","v":""},{"$nulls":3},{"$f":"IF(ISBLANK(V_GTel!$B53),\"\",V_GTel!O53)","v":""},{"$nulls":31},false,"",false,"",false,"",{"$f":"IF(ISBLANK(GTel!$B54),\"\",GTel!B54)","v":""},{"$nulls":3},{"$f":"IF(ISBLANK(GTel!$B54),\"\",GTel!D54)","v":""},{"$nulls":3},{"$f":"IF(ISBLANK(GTel!$B54),\"\",GTel!N54)","v":""}]
[null,false,"",false,"",false,"",null,{"$f":"IF(ISBLANK(V_GTel!$B54),\"\",V_GTel!B54)","v":""},null,{"$f":"IF(ISBLANK(V_GTel!$B54),\"\",V_GTel!D54)","v":""},{"$nulls":3},{"$f":"IF(ISBLANK(V_GTel!$B54),\"\",V_GTel!O54)","v":""},{"$nulls":31},false,"",false,"",false,"",{"$f":"IF(ISBLANK(GTel!$B55),\"\",GTel!B55)","v":""},{"$nulls":3},{"$f":"IF(ISBLANK(GTel!$B55),\"\",GTel!D55)","v":""},{"$nulls":3},{"$f":"IF(ISBLANK(GTel!$B55),\"\",GTel!N55)","v":""}]
[null,false,"",false,"",false,"",null,{"$f":"IF(ISBLANK(V_GTel!$B55),\"\",V_GTel!B55)","v":""},null,{"$f":"IF(ISBLANK(V_GTel!$B55),\"\",V_GTel!D55)","v":""},{"$nulls":3},{"$f":"IF(ISBLANK(V_GTel!$B55),\"\",V_GTel!O55)","v":""},{"$nulls":31},false,"",false,"",false,"",{"$f":"IF(ISBLANK(GTel!$B56),\"\",GTel!B56)","v":""},{"$nulls":3},{"$f":"IF(ISBLANK(GTel!$B56),\"\",GTel!D56)","v":""},{"$nulls":3},{"$f":"IF(ISBLANK(GTel!$B56),\"\",GTel!N56)","v":""}]
[null,false,"",false,"",false,"",null,{"$f":"IF(ISBLANK(V_GTel!$B56),\"\",V_GTel!B56)","v":""},null,{"$f":"IF(ISBLANK(V_GTel!$B56),\"\",V_GTel!D56)","v":""},{"$nulls":3},{"$f":"IF(ISBLANK(V_GTel!$B56),\"\",V_GTel!O56)","v":""},{"$nulls":31},false,"",false,"",false,"",{"$f":"IF(ISBLANK(GTel!$B57),\"\",GTel!B57)","v":""},{"$nulls":3},{"$f":"IF(ISBLANK(GTel!$B57),\"\",GTel!D57)","v":""},{"$nulls":3},{"$f":"IF(ISBLANK(GTel!$B57),\"\",GTel!N57)","v":""}]
[null,false,"",false,"",false,"",null,{"$f":"IF(ISBLANK(V_GTel!$B57),\"\",V_GTel!B57)","v":""},null,{"$f":"IF(ISBLANK(V_GTel!$B57),\"\",V_GTel!D57)","v":""},{"$nulls":3},{"$f":"IF(ISBLANK(V_GTel!$B57),\"\",V_GTel!O57)","v":""},{"$nulls":31},false,"",false,"",false,"",{"$f":"IF(ISBLANK(GTel!$B58),\"\",GTel!B58)","v":""},{"$nulls":3},{"$f":"IF(ISBLANK(GTel!$B58),\"\",GTel!D58)","v":""},{"$nulls":3},{"$f":"IF(ISBLANK(GTel!$B58),\"\",GTel!N58)","v":""}]
[null,false,"",false,"",false,"",null,{"$f":"IF(ISBLANK(V_GTel!$B58),\"\",V_GTel!B58)","v":""},null,{"$f":"IF(ISBLANK(V_GTel!$B58),\"\",V_GTel!D58)","v":""},{"$nulls":3},{"$f":"IF(ISBLANK(V_GTel!$B58),\"\",V_GTel!O58)","v":""},{"$nulls":31},false,"",false,"",false,"",{"$f":"IF(ISBLANK(GTel!$B59),\"\",GTel!B59)","v":""},{"$nulls":3},{"$f":"IF(ISBLANK(GTel!$B59),\"\",GTel!D59)","v":""},{"$nulls":3},{"$f":"IF(ISBLANK(GTel!$B59),\"\",GTel!N59)","v":""}]
[null,false,"",false,"",false,"",null,{"$f":"IF(ISBLANK(V_GTel!$B59),\"\",V_GTel!B59)","v":""},null,{"$f":"IF(ISBLANK(V_GTel!$B59),\"\",V_GTel!D59)","v":""},{"$nulls":3},{"$f":"IF(ISBLANK(V_GTel!$B59),\"\",V_GTel!O59)","v":""},{"$nulls":31},false,"",false,"",false,"",{"$f":"IF(ISBLANK(GTel!$B60),\"\",GTel!B60)","v":""},{"$nulls":3},{"$f":"IF(ISBLANK(GTel!$B60),\"\",GTel!D60)","v":""},{"$nulls":3},{"$f":"IF(ISBLANK(GTel!$B60),\"\",GTel!N60)","v":""}]
[null,false,"",false,"",false,"",null,{"$f":"IF(ISBLANK(V_GTel!$B60),\"\",V_GTel!B60)","v":""},null,{"$f":"IF(ISBLANK(V_GTel!$B60),\"\",V_GTel!D60)","v":""},{"$nulls":3},{"$f":"IF(ISBLANK(V_GTel!$B60),\"\",V_GTel!O60)","v":""},{"$nulls":31},false,"",false,"",false,"",{"$f":"IF(ISBLANK(GTel!$B61),\"\",GTel!B61)","v":""},{"$nulls":3},{"$f":"IF(ISBLANK(GTel!$B61),\"\",GTel!D61)","v":""},{"$nulls":3},{"$f":"IF(ISBLANK(GTel!$B61),\"\",GTel!N61)","v":""}]
[null,false,"",false,"",false,"",null,{"$f":"IF(ISBLANK(V_GTel!$B61),\"\",V_GTel!B61)","v":""},null,{"$f":"IF(ISBLANK(V_GTel!$B61),\"\",V_GTel!D61)","v":""},{"$nulls":3},{"$f":"IF(ISBLANK(V_GTel!$B61),\"\",V_GTel!O61)","v":""},{"$nulls":31},false,"",false,"",false,"",{"$f":"IF(ISBLANK(GTel!$B62),\"\",GTel!B62)","v":""},{"$nulls":3},{"$f":"IF(ISBLANK(GTel!$B62),\"\",GTel!D62)","v":""},{"$nulls":3},{"$f":"IF(ISBLANK(GTel!$B62),\"\",GTel!N62)","v":""}]
[null,false,"",false,"",false,"",null,{"$f":"IF(ISBLANK(V_GTel!$B62),\"\",V_GTel!B62)","v":""},null,{"$f":"IF(ISBLANK(V_GTel!$B62),\"\",V_GTel!D62)","v":""},{"$nulls":3},{"$f":"IF(ISBLANK(V_GTel!$B62),\"\",V_GTel!O62)","v":""},{"$nulls":31},false,"",false,"",false,"",{"$f":"IF(ISBLANK(GTel!$B63),\"\",GTel!B63)","v":""},{"$nulls":3},{"$f":"IF(ISBLANK(GTel!$B63),\"\",GTel!D63)","v":""},{"$nulls":3},{"$f":"IF(ISBLANK(GTel!$B63),\"\",GTel!N63)","v":""}]
[null,false,"",false,"",false,"",null,{"$f":"IF(ISBLANK(V_GTel!$B63),\"\",V_GTel!B63)","v":""},null,{"$f":"IF(ISBLANK(V_GTel!$B63),\"\",V_GTel!D63)","v":""},{"$nulls":3},{"$f":"IF(ISBLANK(V_GTel!$B63),\"\",V_GTel!O63)","v":""},{"$nulls":31},false,"",false,"",false,"",{"$f":"IF(ISBLANK(GTel!$B64),\"\",GTel!B64)","v":""},{"$nulls":3},{"$f":"IF(ISBLANK(GTel!$B64),\"\",GTel!D64)","v":""},{"$nulls":3},{"$f":"IF(ISBLANK(GTel!$B64),\"\",GTel!N64)","v":""}]
[null,false,"",false,"",false,"",null,{"$f":"IF(ISBLANK(V_GTel!$B64),\"\",V_GTel!B64)","v":""},null,{"$f":"IF(ISBLANK(V_GTel!$B64),\"\",V_GTel!D64)","v":""},{"$nulls":3},{"$f":"IF(ISBLANK(V_GTel!$B64),\"\",V_GTel!O64)","v":""},{"$nulls":31},false,"",false,"",false,"",{"$f":"IF(ISBLANK(GTel!$B65),\"\",GTel!B65)","v":""},{"$nulls":3},{"$f":"IF(ISBLANK(GTel!$B65),\"\",GTel!D65)","v":""},{"$nulls":3},{"$f":"IF(ISBLANK(GTel!$B65),\"\",GTel!N65)","v":""}]
[null,false,"",false,"",false,"",null,{"$f":"IF(ISBLANK(V_GTel!$B65),\"\",V_GTel!B65)","v":""},null,{"$f":"IF(ISBLANK(V_GTel!$B65),\"\",V_GTel!D65)","v":""},{"$nulls":3},{"$f":"IF(ISBLANK(V_GTel!$B65),\"\",V_GTel!O65)","v":""},{"$nulls":31},false,"",false,"",false,"",{"$f":"IF(ISBLANK(GTel!$B66),\"\",GTel!B66)","v":""},{"$nulls":3},{"$f":"IF(ISBLANK(GTel!$B66),\"\",GTel!D66)","v":""},{"$nulls":3},{"$f":"IF(ISBLANK(GTel!$B66),\"\",GTel!N66)","v":""}]
[null,false,"",false,"",false,"",null,{"$f":"IF(ISBLANK(V_GTel!$B66),\"\",V_GTel!B66)","v":""},null,{"$f":"IF(ISBLANK(V_GTel!$B66),\"\",V_GTel!D66)","v":""},{"$nulls":3},{"$f":"IF(ISBLANK(V_GTel!$B66),\"\",V_GTel!O66)","v":""},{"$nulls":31},false,"",false,"",false,"",{"$f":"IF(ISBLANK(GTel!$B67),\"\",GTel!B67)","v":""},{"$nulls":3},{"$f":"IF(ISBLANK(GTel!$B67),\"\",GTel!D67)","v":""},{"$nulls":3},{"$f":"IF(ISBLANK(GTel!$B67),\"\",GTel!N67)","v":""}]
[null,false,"",false,"",false,"",null,{"$f":"IF(ISBLANK(V_GTel!$B67),\"\",V_GTel!B67)","v":""},null,{"$f":"IF(ISBLANK(V_GTel!$B67),\"\",V_GTel!D67)","v":""},{"$nulls":3},{"$f":"IF(ISBLANK(V_GTel!$B67),\"\",V_GTel!O67)","v":""},{"$nulls":31},false,"",false,"",false,"",{"$f":"IF(ISBLANK(GTel!$B68),\"\",GTel!B68)","v":""},{"$nulls":3},{"$f":"IF(ISBLANK(GTel!$B68),\"\",GTel!D68)","v":""},{"$nulls":3},{"$f":"IF(ISBLANK(GTel!$B68),\"\",GTel!N68)","v":""}]
[null,false,"",false,"",false,"",null,{"$f":"IF(ISBLANK(V_GTel!$B68),\"\",V_GTel!B68)","v":""},null,{"$f":"IF(ISBLANK(V_GTel!$B68),\"\",V_GTel!D68)","v":""},{"$nulls":3},{"$f":"IF(ISBLANK(V_GTel!$B68),\"\",V_GTel!O68)","v":""},{"$nulls":31},false,"",false,"",false,"",{"$f":"IF(ISBLANK(GTel!$B69),\"\",GTel!B69)","v":""},{"$nulls":3},{"$f":"IF(ISBLANK(GTel!$B69),\"\",GTel!D69)","v":""},{"$nulls":3},{"$f":"IF(ISBLANK(GTel!$B69),\"\",GTel!N69)","v":""}]
[null,false,"",false,"",false,"",null,{"$f":"IF(ISBLANK(V_GTel!$B69),\"\",V_GTel!B69)","v":""},null,{"$f":"IF(ISBLANK(V_GTel!$B69),\"\",V_GTel!D69)","v":""},{"$nulls":3},{"$f":"IF(ISBLANK(V_GTel!$B69),\"\",V_GTel!O69)","v":""},{"$nulls":31},false,"",false,"",false,"",{"$f":"IF(ISBLANK(GTel!$B70),\"\",GTel!B70)","v":""},{"$nulls":3},{"$f":"IF(ISBLANK(GTel!$B70),\"\",GTel!D70)","v":""},{"$nulls":3},{"$f":"IF(ISBLANK(GTel!$B70),\"\",GTel!N70)","v":""}]
[null,false,"",false,"",false,"",null,{"$f":"IF(ISBLANK(V_GTel!$B70),\"\",V_GTel!B70)","v":""},null,{"$f":"IF(ISBLANK(V_GTel!$B70),\"\",V_GTel!D70)","v":""},{"$nulls":3},{"$f":"IF(ISBLANK(V_GTel!$B70),\"\",V_GTel!O70)","v":""},{"$nulls":31},false,"",false,"",false,"",{"$f":"IF(ISBLANK(GTel!$B71),\"\",GTel!B71)","v":""},{"$nulls":3},{"$f":"IF(ISBLANK(GTel!$B71),\"\",GTel!D71)","v":""},{"$nulls":3},{"$f":"IF(ISBLANK(GTel!$B71),\"\",GTel!N71)","v":""}]
[null,false,"",false,"",false,"",null,{"$f":"IF(ISBLANK(V_GTel!$B71),\"\",V_GTel!B71)","v":""},null,{"$f":"IF(ISBLANK(V_GTel!$B71),\"\",V_GTel!D71)","v":""},{"$nulls":3},{"$f":"IF(ISBLANK(V_GTel!$B71),\"\",V_GTel!O71)","v":""},{"$nulls":31},false,"",false,"",false,"",{"$f":"IF(ISBLANK(GTel!$B72),\"\",GTel!B72)","v":""},{"$nulls":3},{"$f":"IF(ISBLANK(GTel!$B72),\"\",GTel!D72)","v":""},{"$nulls":3},{"$f":"IF(ISBLANK(GTel!$B72),\"\",GTel!N72)","v":""}]
[null,false,"",false,"",false,"",null,{"$f":"IF(ISBLANK(V_GTel!$B72),\"\",V_GTel!B72)","v":""},null,{"$f":"IF(ISBLANK(V_GTel!$B72),\"\",V_GTel!D72)","v":""},{"$nulls":3},{"$f":"IF(ISBLANK(V_GTel!$B72),\"\",V_GTel!O72)","v":""},{"$nulls":31},false,"",false,"",false,"",{"$f":"IF(ISBLANK(GTel!$B73),\"\",GTel!B73)","v":""},{"$nulls":3},{"$f":"IF(ISBLANK(GTel!$B73),\"\",GTel!D73)","v":""},{"$nulls":3},{"$f":"IF(ISBLANK(GTel!$B73),\"\",GTel!N73)","v":""}]
[null,false,"",false,"",false,"",null,{"$f":"IF(ISBLANK(V_GTel!$B73),\"\",V_GTel!B73)","v":""},null,{"$f":"IF(ISBLANK(V_GTel!$B73),\"\",V_GTel!D73)","v":""},{"$nulls":3},{"$f":"IF(ISBLANK(V_GTel!$B73),\"\",V_GTel!O73)","v":""},{"$nulls":31},false,"",false,"",false,"",{"$f":"IF(ISBLANK(GTel!$B74),\"\",GTel!B74)","v":""},{"$nulls":3},{"$f":"IF(ISBLANK(GTel!$B74),\"\",GTel!D74)","v":""},{"$nulls":3},{"$f":"IF(ISBLANK(GTel!$B74),\"\",GTel!N74)","v":""}]
[null,false,"",false,"",false,"",null,{"$f":"IF(ISBLANK(V_GTel!$B74),\"\",V_GTel!B74)","v":""},null,{"$f":"IF(ISBLANK(V_GTel!$B74),\"\",V_GTel!D74)","v":""},{"$nulls":3},{"$f":"IF(ISBLANK(V_GTel!$B74),\"\",V_GTel!O74)","v":""},{"$nulls":31},false,"",false,"",false,"",{"$f":"IF(ISBLANK(GTel!$B75),\"\",GTel!B75)","v":""},{"$nulls":3},{"$f":"IF(ISBLANK(GTel!$B75),\"\",GTel!D75)","v":""},{"$nulls":3},{"$f":"IF(ISBLANK(GTel!$B75),\"\",GTel!N75)","v":""}]
[null,false,"",false,"",false,"",null,{"$f":"IF(ISBLANK(V_GTel!$B75),\"\",V_GTel!B75)","v":""},null,{"$f":"IF(ISBLANK(V_GTel!$B75),\"\",V_GTel!D75)","v":""},{"$nulls":3},{"$f":"IF(ISBLANK(V_GTel!$B75),\"\",V_GTel!O75)","v":""},{"$nulls":31},false,"",false,"",false,"",{"$f":"IF(ISBLANK(GTel!$B76),\"\",GTel!B76)","v":""},{"$nulls":3},{"$f":"IF(ISBLANK(GTel!$B76),\"\",GTel!D76)","v":""},{"$nulls":3},{"$f":"IF(ISBLANK(GTel!$B76),\"\",GTel!N76)","v":""}]
[]
[null,false,{"$f":"IF(AND(NOT(ISBLANK($I284)),B284),\"x\",\"\")","v":""},false,{"$f":"IF(AND(NOT(ISBLANK($I284)),D284),\"x\",\"\")","v":""},false,{"$f":"IF(AND(NOT(ISBLANK($I284)),F284),\"x\",\"\")","v":""},null,{"$f":"IF(ISBLANK(V_GTel!$B76),\"\",V_GTel!B76)","v":""},null,{"$f":"IF(ISBLANK(V_GTel!$B76),\"\",V_GTel!D76)","v":""},{"$nulls":3},{"$f":"IF(ISBLANK(V_GTel!$B76),\"\",V_GTel!O76)","v":""},{"$nulls":31},false,"",false,"",false,"",{"$f":"IF(ISBLANK(GTel!$B77),\"\",GTel!B77)","v":""},{"$nulls":3},{"$f":"IF(ISBLANK(GTel!$B77),\"\",GTel!D77)","v":""},{"$nulls":3},{"$f":"IF(ISBLANK(GTel!$B77),\"\",GTel!N77)","v":""}]
[null,false,"",false,"",false,"",null,{"$f":"IF(ISBLANK(V_GTel!$B77),\"\",V_GTel!B77)","v":""},null,{"$f":"IF(ISBLANK(V_GTel!$B77),\"\",V_GTel!D77)","v":""},{"$nulls":3},{"$f":"IF(ISBLANK(V_GTel!$B77),\"\",V_GTel!O77)","v":""},{"$nulls":31},false,{"$f":"IF(AND(NOT($BA285=\"-\"),AU285),\"x\",\"\")","v":""},false,{"$f":"IF(AND(NOT($BA285=\"-\"),AW285),\"x\",\"\")","v":""},false,{"$f":"IF(AND(NOT($BA285=\"-\"),AY285),\"x\",\"\")","v":""},{"$f":"IF(ISBLANK(GTel!$B78),\"\",GTel!B78)","v":""},{"$nulls":3},{"$f":"IF(ISBLANK(GTel!$B78),\"\",GTel!D78)","v":""},{"$nulls":3},{"$f":"IF(ISBLANK(GTel!$B78),\"\",GTel!N78)","v":""}]
[null,false,"",false,"",false,"",null,{"$f":"IF(ISBLANK(V_GTel!$B78),\"\",V_GTel!B78)","v":""},null,{"$f":"IF(ISBLANK(V_GTel!$B78),\"\",V_GTel!D78)","v":""},{"$nulls":3},{"$f":"IF(ISBLANK(V_GTel!$B78),\"\",V_GTel!O78)","v":""},{"$nulls":31},false,"",false,"",false,"",{"$f":"IF(ISBLANK(GTel!$B79),\"\",GTel!B79)","v":""},{"$nulls":3},{"$f":"IF(ISBLANK(GTel!$B79),\"\",GTel!D79)","v":""},{"$nulls":3},{"$f":"IF(ISBLANK(GTel!$B79),\"\",GTel!N79)","v":""}]
[null,false,"",false,"",false,"",null,{"$f":"IF(ISBLANK(V_GTel!$B79),\"\",V_GTel!B79)","v":""},null,{"$f":"IF(ISBLANK(V_GTel!$B79),\"\",V_GTel!D79)","v":""},{"$nulls":3},{"$f":"IF(ISBLANK(V_GTel!$B79),\"\",V_GTel!O79)","v":""},{"$nulls":31},false,"",false,"",false,"",{"$f":"IF(ISBLANK(GTel!$B80),\"\",GTel!B80)","v":""},{"$nulls":3},{"$f":"IF(ISBLANK(GTel!$B80),\"\",GTel!D80)","v":""},{"$nulls":3},{"$f":"IF(ISBLANK(GTel!$B80),\"\",GTel!N80)","v":""}]
[null,false,"",false,"",false,"",null,{"$f":"IF(ISBLANK(V_GTel!$B80),\"\",V_GTel!B80)","v":""},null,{"$f":"IF(ISBLANK(V_GTel!$B80),\"\",V_GTel!D80)","v":""},{"$nulls":3},{"$f":"IF(ISBLANK(V_GTel!$B80),\"\",V_GTel!O80)","v":""},{"$nulls":31},false,"",false,"",false,"",{"$f":"IF(ISBLANK(GTel!$B81),\"\",GTel!B81)","v":""},{"$nulls":3},{"$f":"IF(ISBLANK(GTel!$B81),\"\",GTel!D81)","v":""},{"$nulls":3},{"$f":"IF(ISBLANK(GTel!$B81),\"\",GTel!N81)","v":""}]
[null,false,"",false,"",false,"",null,{"$f":"IF(ISBLANK(V_GTel!$B81),\"\",V_GTel!B81)","v":""},null,{"$f":"IF(ISBLANK(V_GTel!$B81),\"\",V_GTel!D81)","v":""},{"$nulls":3},{"$f":"IF(ISBLANK(V_GTel!$B81),\"\",V_GTel!O81)","v":""},{"$nulls":31},false,"",false,"",false,"",{"$f":"IF(ISBLANK(GTel!$B82),\"\",GTel!B82)","v":""},{"$nulls":3},{"$f":"IF(ISBLANK(GTel!$B82),\"\",GTel!D82)","v":""},{"$nulls":3},{"$f":"IF(ISBLANK(GTel!$B82),\"\",GTel!N82)","v":""}]
[null,false,"",false,"",false,"",null,{"$f":"IF(ISBLANK(V_GTel!$B82),\"\",V_GTel!B82)","v":""},null,{"$f":"IF(ISBLANK(V_GTel!$B82),\"\",V_GTel!D82)","v":""},{"$nulls":3},{"$f":"IF(ISBLANK(V_GTel!$B82),\"\",V_GTel!O82)","v":""},{"$nulls":31},false,"",false,"",false,"",{"$f":"IF(ISBLANK(GTel!$B83),\"\",GTel!B83)","v":""},{"$nulls":3},{"$f":"IF(ISBLANK(GTel!$B83),\"\",GTel!D83)","v":""},{"$nulls":3},{"$f":"IF(ISBLANK(GTel!$B83),\"\",GTel!N83)","v":""}]
[null,false,"",false,"",false,"",null,{"$f":"IF(ISBLANK(V_GTel!$B83),\"\",V_GTel!B83)","v":""},null,{"$f":"IF(ISBLANK(V_GTel!$B83),\"\",V_GTel!D83)","v":""},{"$nulls":3},{"$f":"IF(ISBLANK(V_GTel!$B83),\"\",V_GTel!O83)","v":""},{"$nulls":31},false,"",false,"",false,"",{"$f":"IF(ISBLANK(GTel!$B84),\"\",GTel!B84)","v":""},{"$nulls":3},{"$f":"IF(ISBLANK(GTel!$B84),\"\",GTel!D84)","v":""},{"$nulls":3},{"$f":"IF(ISBLANK(GTel!$B84),\"\",GTel!N84)","v":""}]
[null,false,"",false,"",false,"",null,{"$f":"IF(ISBLANK(V_GTel!$B84),\"\",V_GTel!B84)","v":""},null,{"$f":"IF(ISBLANK(V_GTel!$B84),\"\",V_GTel!D84)","v":""},{"$nulls":3},{"$f":"IF(ISBLANK(V_GTel!$B84),\"\",V_GTel!O84)","v":""},{"$nulls":31},false,"",false,"",false,"",{"$f":"IF(ISBLANK(GTel!$B85),\"\",GTel!B85)","v":""},{"$nulls":3},{"$f":"IF(ISBLANK(GTel!$B85),\"\",GTel!D85)","v":""},{"$nulls":3},{"$f":"IF(ISBLANK(GTel!$B85),\"\",GTel!N85)","v":""}]
[null,false,"",false,"",false,"",null,{"$f":"IF(ISBLANK(V_GTel!$B85),\"\",V_GTel!B85)","v":""},null,{"$f":"IF(ISBLANK(V_GTel!$B85),\"\",V_GTel!D85)","v":""},{"$nulls":3},{"$f":"IF(ISBLANK(V_GTel!$B85),\"\",V_GTel!O85)","v":""},{"$nulls":31},false,"",false,"",false,"",{"$f":"IF(ISBLANK(GTel!$B86),\"\",GTel!B86)","v":""},{"$nulls":3},{"$f":"IF(ISBLANK(GTel!$B86),\"\",GTel!D86)","v":""},{"$nulls":3},{"$f":"IF(ISBLANK(GTel!$B86),\"\",GTel!N86)","v":""}]
[null,false,"",false,"",false,"",null,{"$f":"IF(ISBLANK(V_GTel!$B86),\"\",V_GTel!B86)","v":""},null,{"$f":"IF(ISBLANK(V_GTel!$B86),\"\",V_GTel!D86)","v":""},{"$nulls":3},{"$f":"IF(ISBLANK(V_GTel!$B86),\"\",V_GTel!O86)","v":""},{"$nulls":31},false,"",false,"",false,"",{"$f":"IF(ISBLANK(GTel!$B87),\"\",GTel!B87)","v":""},{"$nulls":3},{"$f":"IF(ISBLANK(GTel!$B87),\"\",GTel!D87)","v":""},{"$nulls":3},{"$f":"IF(ISBLANK(GTel!$B87),\"\",GTel!N87)","v":""}]
[null,false,"",false,"",false,"",null,{"$f":"IF(ISBLANK(V_GTel!$B87),\"\",V_GTel!B87)","v":""},null,{"$f":"IF(ISBLANK(V_GTel!$B87),\"\",V_GTel!D87)","v":""},{"$nulls":3},{"$f":"IF(ISBLANK(V_GTel!$B87),\"\",V_GTel!O87)","v":""},{"$nulls":31},false,"",false,"",false,"",{"$f":"IF(ISBLANK(GTel!$B88),\"\",GTel!B88)","v":""},{"$nulls":3},{"$f":"IF(ISBLANK(GTel!$B88),\"\",GTel!D88)","v":""},{"$nulls":3},{"$f":"IF(ISBLANK(GTel!$B88),\"\",GTel!N88)","v":""}]
[null,false,"",false,"",false,"",null,{"$f":"IF(ISBLANK(V_GTel!$B88),\"\",V_GTel!B88)","v":""},null,{"$f":"IF(ISBLANK(V_GTel!$B88),\"\",V_GTel!D88)","v":""},{"$nulls":3},{"$f":"IF(ISBLANK(V_GTel!$B88),\"\",V_GTel!O88)","v":""},{"$nulls":31},false,"",false,"",false,"",{"$f":"IF(ISBLANK(GTel!$B89),\"\",GTel!B89)","v":""},{"$nulls":3},{"$f":"IF(ISBLANK(GTel!$B89),\"\",GTel!D89)","v":""},{"$nulls":3},{"$f":"IF(ISBLANK(GTel!$B89),\"\",GTel!N89)","v":""}]
[null,false,"",false,"",false,"",null,{"$f":"IF(ISBLANK(V_GTel!$B89),\"\",V_GTel!B89)","v":""},null,{"$f":"IF(ISBLANK(V_GTel!$B89),\"\",V_GTel!D89)","v":""},{"$nulls":3},{"$f":"IF(ISBLANK(V_GTel!$B89),\"\",V_GTel!O89)","v":""},{"$nulls":31},false,"",false,"",false,"",{"$f":"IF(ISBLANK(GTel!$B90),\"\",GTel!B90)","v":""},{"$nulls":3},{"$f":"IF(ISBLANK(GTel!$B90),\"\",GTel!D90)","v":""},{"$nulls":3},{"$f":"IF(ISBLANK(GTel!$B90),\"\",GTel!N90)","v":""}]
[null,false,"",false,"",false,"",null,{"$f":"IF(ISBLANK(V_GTel!$B90),\"\",V_GTel!B90)","v":""},null,{"$f":"IF(ISBLANK(V_GTel!$B90),\"\",V_GTel!D90)","v":""},{"$nulls":3},{"$f":"IF(ISBLANK(V_GTel!$B90),\"\",V_GTel!O90)","v":""},{"$nulls":31},false,"",false,"",false,"",{"$f":"IF(ISBLANK(GTel!$B91),\"\",GTel!B91)","v":""},{"$nulls":3},{"$f":"IF(ISBLANK(GTel!$B91),\"\",GTel!D91)","v":""},{"$nulls":3},{"$f":"IF(ISBLANK(GTel!$B91),\"\",GTel!N91)","v":""}]
[null,false,"",false,"",false,"",null,{"$f":"IF(ISBLANK(V_GTel!$B91),\"\",V_GTel!B91)","v":""},null,{"$f":"IF(ISBLANK(V_GTel!$B91),\"\",V_GTel!D91)","v":""},{"$nulls":3},{"$f":"IF(ISBLANK(V_GTel!$B91),\"\",V_GTel!O91)","v":""},{"$nulls":31},false,"",false,"",false,"",{"$f":"IF(ISBLANK(GTel!$B92),\"\",GTel!B92)","v":""},{"$nulls":3},{"$f":"IF(ISBLANK(GTel!$B92),\"\",GTel!D92)","v":""},{"$nulls":3},{"$f":"IF(ISBLANK(GTel!$B92),\"\",GTel!N92)","v":""}]
[null,false,"",false,"",false,"",null,{"$f":"IF(ISBLANK(V_GTel!$B92),\"\",V_GTel!B92)","v":""},null,{"$f":"IF(ISBLANK(V_GTel!$B92),\"\",V_GTel!D92)","v":""},{"$nulls":3},{"$f":"IF(ISBLANK(V_GTel!$B92),\"\",V_GTel!O92)","v":""},{"$nulls":31},false,"",false,"",false,"",{"$f":"IF(ISBLANK(GTel!$B93),\"\",GTel!B93)","v":""},{"$nulls":3},{"$f":"IF(ISBLANK(GTel!$B93),\"\",GTel!D93)","v":""},{"$nulls":3},{"$f":"IF(ISBLANK(GTel!$B93),\"\",GTel!N93)","v":""}]
[null,false,"",false,"",false,"",null,{"$f":"IF(ISBLANK(V_GTel!$B93),\"\",V_GTel!B93)","v":""},null,{"$f":"IF(ISBLANK(V_GTel!$B93),\"\",V_GTel!D93)","v":""},{"$nulls":3},{"$f":"IF(ISBLANK(V_GTel!$B93),\"\",V_GTel!O93)","v":""},{"$nulls":31},false,"",false,"",false,"",{"$f":"IF(ISBLANK(GTel!$B94),\"\",GTel!B94)","v":""},{"$nulls":3},{"$f":"IF(ISBLANK(GTel!$B94),\"\",GTel!D94)","v":""},{"$nulls":3},{"$f":"IF(ISBLANK(GTel!$B94),\"\",GTel!N94)","v":""}]
[null,false,"",false,"",false,"",null,{"$f":"IF(ISBLANK(V_GTel!$B94),\"\",V_GTel!B94)","v":""},null,{"$f":"IF(ISBLANK(V_GTel!$B94),\"\",V_GTel!D94)","v":""},{"$nulls":3},{"$f":"IF(ISBLANK(V_GTel!$B94),\"\",V_GTel!O94)","v":""},{"$nulls":31},false,"",false,"",false,"",{"$f":"IF(ISBLANK(GTel!$B95),\"\",GTel!B95)","v":""},{"$nulls":3},{"$f":"IF(ISBLANK(GTel!$B95),\"\",GTel!D95)","v":""},{"$nulls":3},{"$f":"IF(ISBLANK(GTel!$B95),\"\",GTel!N95)","v":""}]
[null,false,"",false,"",false,"",null,{"$f":"IF(ISBLANK(V_GTel!$B95),\"\",V_GTel!B95)","v":""},null,{"$f":"IF(ISBLANK(V_GTel!$B95),\"\",V_GTel!D95)","v":""},{"$nulls":3},{"$f":"IF(ISBLANK(V_GTel!$B95),\"\",V_GTel!O95)","v":""},{"$nulls":31},false,"",false,"",false,"",{"$f":"IF(ISBLANK(GTel!$B96),\"\",GTel!B96)","v":""},{"$nulls":3},{"$f":"IF(ISBLANK(GTel!$B96),\"\",GTel!D96)","v":""},{"$nulls":3},{"$f":"IF(ISBLANK(GTel!$B96),\"\",GTel!N96)","v":""}]
[null,false,"",false,"",false,"",null,{"$f":"IF(ISBLANK(V_GTel!$B96),\"\",V_GTel!B96)","v":""},null,{"$f":"IF(ISBLANK(V_GTel!$B96),\"\",V_GTel!D96)","v":""},{"$nulls":3},{"$f":"IF(ISBLANK(V_GTel!$B96),\"\",V_GTel!O96)","v":""},{"$nulls":31},false,"",false,"",false,"",{"$f":"IF(ISBLANK(GTel!$B97),\"\",GTel!B97)","v":""},{"$nulls":3},{"$f":"IF(ISBLANK(GTel!$B97),\"\",GTel!D97)","v":""},{"$nulls":3},{"$f":"IF(ISBLANK(GTel!$B97),\"\",GTel!N97)","v":""}]
[null,false,"",false,"",false,"",null,{"$f":"IF(ISBLANK(V_GTel!$B97),\"\",V_GTel!B97)","v":""},null,{"$f":"IF(ISBLANK(V_GTel!$B97),\"\",V_GTel!D97)","v":""},{"$nulls":3},{"$f":"IF(ISBLANK(V_GTel!$B97),\"\",V_GTel!O97)","v":""},{"$nulls":31},false,"",false,"",false,"",{"$f":"IF(ISBLANK(GTel!$B98),\"\",GTel!B98)","v":""},{"$nulls":3},{"$f":"IF(ISBLANK(GTel!$B98),\"\",GTel!D98)","v":""},{"$nulls":3},{"$f":"IF(ISBLANK(GTel!$B98),\"\",GTel!N98)","v":""}]
[null,false,"",false,"",false,"",null,{"$f":"IF(ISBLANK(V_GTel!$B98),\"\",V_GTel!B98)","v":""},null,{"$f":"IF(ISBLANK(V_GTel!$B98),\"\",V_GTel!D98)","v":""},{"$nulls":3},{"$f":"IF(ISBLANK(V_GTel!$B98),\"\",V_GTel!O98)","v":""},{"$nulls":31},false,"",false,"",false,"",{"$f":"IF(ISBLANK(GTel!$B99),\"\",GTel!B99)","v":""},{"$nulls":3},{"$f":"IF(ISBLANK(GTel!$B99),\"\",GTel!D99)","v":""},{"$nulls":3},{"$f":"IF(ISBLANK(GTel!$B99),\"\",GTel!N99)","v":""}]
[null,false,"",false,"",false,"",null,{"$f":"IF(ISBLANK(V_GTel!$B99),\"\",V_GTel!B99)","v":""},null,{"$f":"IF(ISBLANK(V_GTel!$B99),\"\",V_GTel!D99)","v":""},{"$nulls":3},{"$f":"IF(ISBLANK(V_GTel!$B99),\"\",V_GTel!O99)","v":""},{"$nulls":31},false,"",false,"",false,"",{"$f":"IF(ISBLANK(GTel!$B100),\"\",GTel!B100)","v":""},{"$nulls":3},{"$f":"IF(ISBLANK(GTel!$B100),\"\",GTel!D100)","v":""},{"$nulls":3},{"$f":"IF(ISBLANK(GTel!$B100),\"\",GTel!N100)","v":""}]
[null,false,"",false,"",false,"",null,{"$f":"IF(ISBLANK(V_GTel!$B100),\"\",V_GTel!B100)","v":""},null,{"$f":"IF(ISBLANK(V_GTel!$B100),\"\",V_GTel!D100)","v":""},{"$nulls":3},{"$f":"IF(ISBLANK(V_GTel!$B100),\"\",V_GTel!O100)","v":""},{"$nulls":31},false,"",false,"",false,"",{"$f":"IF(ISBLANK(GTel!$B101),\"\",GTel!B101)","v":""},{"$nulls":3},{"$f":"IF(ISBLANK(GTel!$B101),\"\",GTel!D101)","v":""},{"$nulls":3},{"$f":"IF(ISBLANK(GTel!$B101),\"\",GTel!N101)","v":""}]
[null,false,"",false,"",false,"",null,{"$f":"IF(ISBLANK(V_GTel!$B101),\"\",V_GTel!B101)","v":""},null,{"$f":"IF(ISBLANK(V_GTel!$B101),\"\",V_GTel!D101)","v":""},{"$nulls":3},{"$f":"IF(ISBLANK(V_GTel!$B101),\"\",V_GTel!O101)","v":""},{"$nulls":31},false,"",false,"",false,"",{"$f":"IF(ISBLANK(GTel!$B102),\"\",GTel!B102)","v":""},{"$nulls":3},{"$f":"IF(ISBLANK(GTel!$B102),\"\",GTel!D102)","v":""},{"$nulls":3},{"$f":"IF(ISBLANK(GTel!$B102),\"\",GTel!N102)","v":""}]
[null,false,"",false,"",false,"",null,{"$f":"IF(ISBLANK(V_GTel!$B102),\"\",V_GTel!B102)","v":""},null,{"$f":"IF(ISBLANK(V_GTel!$B102),\"\",V_GTel!D102)","v":""},{"$nulls":3},{"$f":"IF(ISBLANK(V_GTel!$B102),\"\",V_GTel!O102)","v":""},{"$nulls":31},false,"",false,"",false,"",{"$f":"IF(ISBLANK(GTel!$B103),\"\",GTel!B103)","v":""},{"$nulls":3},{"$f":"IF(ISBLANK(GTel!$B103),\"\",GTel!D103)","v":""},{"$nulls":3},{"$f":"IF(ISBLANK(GTel!$B103),\"\",GTel!N103)","v":""}]
[null,false,"",false,"",false,"",null,{"$f":"IF(ISBLANK(V_GTel!$B103),\"\",V_GTel!B103)","v":""},null,{"$f":"IF(ISBLANK(V_GTel!$B103),\"\",V_GTel!D103)","v":""},{"$nulls":3},{"$f":"IF(ISBLANK(V_GTel!$B103),\"\",V_GTel!O103)","v":""},{"$nulls":31},false,"",false,"",false,"",{"$f":"IF(ISBLANK(GTel!$B104),\"\",GTel!B104)","v":""},{"$nulls":3},{"$f":"IF(ISBLANK(GTel!$B104),\"\",GTel!D104)","v":""},{"$nulls":3},{"$f":"IF(ISBLANK(GTel!$B104),\"\",GTel!N104)","v":""}]
[null,false,"",false,"",false,"",null,{"$f":"IF(ISBLANK(V_GTel!$B104),\"\",V_GTel!B104)","v":""},null,{"$f":"IF(ISBLANK(V_GTel!$B104),\"\",V_GTel!D104)","v":""},{"$nulls":3},{"$f":"IF(ISBLANK(V_GTel!$B104),\"\",V_GTel!O104)","v":""},{"$nulls":31},false,"",false,"",false,"",{"$f":"IF(ISBLANK(GTel!$B105),\"\",GTel!B105)","v":""},{"$nulls":3},{"$f":"IF(ISBLANK(GTel!$B105),\"\",GTel!D105)","v":""},{"$nulls":3},{"$f":"IF(ISBLANK(GTel!$B105),\"\",GTel!N105)","v":""}]
[null,false,"",false,"",false,"",null,{"$f":"IF(ISBLANK(V_GTel!$B105),\"\",V_GTel!B105)","v":""},null,{"$f":"IF(ISBLANK(V_GTel!$B105),\"\",V_GTel!D105)","v":""},{"$nulls":3},{"$f":"IF(ISBLANK(V_GTel!$B105),\"\",V_GTel!O105)","v":""},{"$nulls":31},false,"",false,"",false,"",{"$f":"IF(ISBLANK(GTel!$B106),\"\",GTel!B106)","v":""},{"$nulls":3},{"$f":"IF(ISBLANK(GTel!$B106),\"\",GTel!D106)","v":""},{"$nulls":3},{"$f":"IF(ISBLANK(GTel!$B106),\"\",GTel!N106)","v":""}]
[null,false,"",false,"",false,"",null,{"$f":"IF(ISBLANK(V_GTel!$B106),\"\",V_GTel!B106)","v":""},null,{"$f":"IF(ISBLANK(V_GTel!$B106),\"\",V_GTel!D106)","v":""},{"$nulls":3},{"$f":"IF(ISBLANK(V_GTel!$B106),\"\",V_GTel!O106)","v":""},{"$nulls":31},false,"",false,"",false,"",{"$f":"IF(ISBLANK(GTel!$B107),\"\",GTel!B107)","v":""},{"$nulls":3},{"$f":"IF(ISBLANK(GTel!$B107),\"\",GTel!D107)","v":""},{"$nulls":3},{"$f":"IF(ISBLANK(GTel!$B107),\"\",GTel!N107)","v":""}]
[null,false,"",false,"",false,"",null,{"$f":"IF(ISBLANK(V_GTel!$B107),\"\",V_GTel!B107)","v":""},null,{"$f":"IF(ISBLANK(V_GTel!$B107),\"\",V_GTel!D107)","v":""},{"$nulls":3},{"$f":"IF(ISBLANK(V_GTel!$B107),\"\",V_GTel!O107)","v":""},{"$nulls":31},false,"",false,"",false,"",{"$f":"IF(ISBLANK(GTel!$B108),\"\",GTel!B108)","v":""},{"$nulls":3},{"$f":"IF(ISBLANK(GTel!$B108),\"\",GTel!D108)","v":""},{"$nulls":3},{"$f":"IF(ISBLANK(GTel!$B108),\"\",GTel!N108)","v":""}]
[null,false,{"$f":"IF(AND(NOT(ISBLANK($I316)),B316),\"x\",\"\")","v":""},false,{"$f":"IF(AND(NOT(ISBLANK($I316)),D316),\"x\",\"\")","v":""},false,{"$f":"IF(AND(NOT(ISBLANK($I316)),F316),\"x\",\"\")","v":""},null,{"$f":"IF(ISBLANK(V_GTel!$B108),\"\",V_GTel!B108)","v":""},null,{"$f":"IF(ISBLANK(V_GTel!$B108),\"\",V_GTel!D108)","v":""},{"$nulls":3},{"$f":"IF(ISBLANK(V_GTel!$B108),\"\",V_GTel!O108)","v":""},{"$nulls":31},false,"",false,"",false,"",{"$f":"IF(ISBLANK(GTel!$B109),\"\",GTel!B109)","v":""},{"$nulls":3},{"$f":"IF(ISBLANK(GTel!$B109),\"\",GTel!D109)","v":""},{"$nulls":3},{"$f":"IF(ISBLANK(GTel!$B109),\"\",GTel!N109)","v":""}]
[null,false,"",false,"",false,"",null,{"$f":"IF(ISBLANK(V_GTel!$B109),\"\",V_GTel!B109)","v":""},null,{"$f":"IF(ISBLANK(V_GTel!$B109),\"\",V_GTel!D109)","v":""},{"$nulls":3},{"$f":"IF(ISBLANK(V_GTel!$B109),\"\",V_GTel!O109)","v":""},{"$nulls":31},false,"",false,"",false,"",{"$f":"IF(ISBLANK(GTel!$B110),\"\",GTel!B110)","v":""},{"$nulls":3},{"$f":"IF(ISBLANK(GTel!$B110),\"\",GTel!D110)","v":""},{"$nulls":3},{"$f":"IF(ISBLANK(GTel!$B110),\"\",GTel!N110)","v":""}]
[null,false,"",false,"",false,"",null,{"$f":"IF(ISBLANK(V_GTel!$B110),\"\",V_GTel!B110)","v":""},null,{"$f":"IF(ISBLANK(V_GTel!$B110),\"\",V_GTel!D110)","v":""},{"$nulls":3},{"$f":"IF(ISBLANK(V_GTel!$B110),\"\",V_GTel!O110)","v":""},{"$nulls":31},false,"",false,"",false,"",{"$f":"IF(ISBLANK(GTel!$B111),\"\",GTel!B111)","v":""},{"$nulls":3},{"$f":"IF(ISBLANK(GTel!$B111),\"\",GTel!D111)","v":""},{"$nulls":3},{"$f":"IF(ISBLANK(GTel!$B111),\"\",GTel!N111)","v":""}]
[null,false,"",false,"",false,"",null,{"$f":"IF(ISBLANK(V_GTel!$B111),\"\",V_GTel!B111)","v":""},null,{"$f":"IF(ISBLANK(V_GTel!$B111),\"\",V_GTel!D111)","v":""},{"$nulls":3},{"$f":"IF(ISBLANK(V_GTel!$B111),\"\",V_GTel!O111)","v":""},{"$nulls":31},false,"",false,"",false,"",{"$f":"IF(ISBLANK(GTel!$B112),\"\",GTel!B112)","v":""},{"$nulls":3},{"$f":"IF(ISBLANK(GTel!$B112),\"\",GTel!D112)","v":""},{"$nulls":3},{"$f":"IF(ISBLANK(GTel!$B112),\"\",GTel!N112)","v":""}]
[null,false,"",false,"",false,"",null,{"$f":"IF(ISBLANK(V_GTel!$B112),\"\",V_GTel!B112)","v":""},null,{"$f":"IF(ISBLANK(V_GTel!$B112),\"\",V_GTel!D112)","v":""},{"$nulls":3},{"$f":"IF(ISBLANK(V_GTel!$B112),\"\",V_GTel!O112)","v":""},{"$nulls":31},false,"",false,"",false,"",{"$f":"IF(ISBLANK(GTel!$B113),\"\",GTel!B113)","v":""},{"$nulls":3},{"$f":"IF(ISBLANK(GTel!$B113),\"\",GTel!D113)","v":""},{"$nulls":3},{"$f":"IF(ISBLANK(GTel!$B113),\"\",GTel!N113)","v":""}]
[null,false,"",false,"",false,"",null,{"$f":"IF(ISBLANK(V_GTel!$B113),\"\",V_GTel!B113)","v":""},null,{"$f":"IF(ISBLANK(V_GTel!$B113),\"\",V_GTel!D113)","v":""},{"$nulls":3},{"$f":"IF(ISBLANK(V_GTel!$B113),\"\",V_GTel!O113)","v":""},{"$nulls":31},false,"",false,"",false,"",{"$f":"IF(ISBLANK(GTel!$B114),\"\",GTel!B114)","v":""},{"$nulls":3},{"$f":"IF(ISBLANK(GTel!$B114),\"\",GTel!D114)","v":""},{"$nulls":3},{"$f":"IF(ISBLANK(GTel!$B114),\"\",GTel!N114)","v":""}]
[null,false,"",false,"",false,"",null,{"$f":"IF(ISBLANK(V_GTel!$B114),\"\",V_GTel!B114)","v":""},null,{"$f":"IF(ISBLANK(V_GTel!$B114),\"\",V_GTel!D114)","v":""},{"$nulls":3},{"$f":"IF(ISBLANK(V_GTel!$B114),\"\",V_GTel!O114)","v":""},{"$nulls":31},false,"",false,"",false,"",{"$f":"IF(ISBLANK(GTel!$B115),\"\",GTel!B115)","v":""},{"$nulls":3},{"$f":"IF(ISBLANK(GTel!$B115),\"\",GTel!D115)","v":""},{"$nulls":3},{"$f":"IF(ISBLANK(GTel!$B115),\"\",GTel!N115)","v":""}]
[null,false,"",false,"",false,"",null,{"$f":"IF(ISBLANK(V_GTel!$B115),\"\",V_GTel!B115)","v":""},null,{"$f":"IF(ISBLANK(V_GTel!$B115),\"\",V_GTel!D115)","v":""},{"$nulls":3},{"$f":"IF(ISBLANK(V_GTel!$B115),\"\",V_GTel!O115)","v":""},{"$nulls":31},false,"",false,"",false,"",{"$f":"IF(ISBLANK(GTel!$B116),\"\",GTel!B116)","v":""},{"$nulls":3},{"$f":"IF(ISBLANK(GTel!$B116),\"\",GTel!D116)","v":""},{"$nulls":3},{"$f":"IF(ISBLANK(GTel!$B116),\"\",GTel!N116)","v":""}]
[]
[null,false,"",false,"",false,"",null,{"$f":"IF(ISBLANK(V_GTel!$B116),\"\",V_GTel!B116)","v":""},null,{"$f":"IF(ISBLANK(V_GTel!$B116),\"\",V_GTel!D116)","v":""},{"$nulls":3},{"$f":"IF(ISBLANK(V_GTel!$B116),\"\",V_GTel!O116)","v":""},{"$nulls":31},false,"",false,"",false,"",{"$f":"IF(ISBLANK(GTel!$B117),\"\",GTel!B117)","v":""},{"$nulls":3},{"$f":"IF(ISBLANK(GTel!$B117),\"\",GTel!D117)","v":""},{"$nulls":3},{"$f":"IF(ISBLANK(GTel!$B117),\"\",GTel!N117)","v":""}]
[null,false,"",false,"",false,"",null,{"$f":"IF(ISBLANK(V_GTel!$B117),\"\",V_GTel!B117)","v":""},null,{"$f":"IF(ISBLANK(V_GTel!$B117),\"\",V_GTel!D117)","v":""},{"$nulls":3},{"$f":"IF(ISBLANK(V_GTel!$B117),\"\",V_GTel!O117)","v":""},{"$nulls":31},false,"",false,"",false,"",{"$f":"IF(ISBLANK(GTel!$B118),\"\",GTel!B118)","v":""},{"$nulls":3},{"$f":"IF(ISBLANK(GTel!$B118),\"\",GTel!D118)","v":""},{"$nulls":3},{"$f":"IF(ISBLANK(GTel!$B118),\"\",GTel!N118)","v":""}]
[null,false,"",false,"",false,"",null,{"$f":"IF(ISBLANK(V_GTel!$B118),\"\",V_GTel!B118)","v":""},null,{"$f":"IF(ISBLANK(V_GTel!$B118),\"\",V_GTel!D118)","v":""},{"$nulls":3},{"$f":"IF(ISBLANK(V_GTel!$B118),\"\",V_GTel!O118)","v":""},{"$nulls":31},false,"",false,"",false,"",{"$f":"IF(ISBLANK(GTel!$B119),\"\",GTel!B119)","v":""},{"$nulls":3},{"$f":"IF(ISBLANK(GTel!$B119),\"\",GTel!D119)","v":""},{"$nulls":3},{"$f":"IF(ISBLANK(GTel!$B119),\"\",GTel!N119)","v":""}]
[null,false,"",false,"",false,"",null,{"$f":"IF(ISBLANK(V_GTel!$B119),\"\",V_GTel!B119)","v":""},null,{"$f":"IF(ISBLANK(V_GTel!$B119),\"\",V_GTel!D119)","v":""},{"$nulls":3},{"$f":"IF(ISBLANK(V_GTel!$B119),\"\",V_GTel!O119)","v":""},{"$nulls":31},false,"",false,"",false,"",{"$f":"IF(ISBLANK(GTel!$B120),\"\",GTel!B120)","v":""},{"$nulls":3},{"$f":"IF(ISBLANK(GTel!$B120),\"\",GTel!D120)","v":""},{"$nulls":3},{"$f":"IF(ISBLANK(GTel!$B120),\"\",GTel!N120)","v":""}]
[null,false,"",false,"",false,"",null,{"$f":"IF(ISBLANK(V_GTel!$B120),\"\",V_GTel!B120)","v":""},null,{"$f":"IF(ISBLANK(V_GTel!$B120),\"\",V_GTel!D120)","v":""},{"$nulls":3},{"$f":"IF(ISBLANK(V_GTel!$B120),\"\",V_GTel!O120)","v":""},{"$nulls":31},false,"",false,"",false,"",{"$f":"IF(ISBLANK(GTel!$B121),\"\",GTel!B121)","v":""},{"$nulls":3},{"$f":"IF(ISBLANK(GTel!$B121),\"\",GTel!D121)","v":""},{"$nulls":3},{"$f":"IF(ISBLANK(GTel!$B121),\"\",GTel!N121)","v":""}]
[null,false,"",false,"",false,"",null,{"$f":"IF(ISBLANK(V_GTel!$B121),\"\",V_GTel!B121)","v":""},null,{"$f":"IF(ISBLANK(V_GTel!$B121),\"\",V_GTel!D121)","v":""},{"$nulls":3},{"$f":"IF(ISBLANK(V_GTel!$B121),\"\",V_GTel!O121)","v":""},{"$nulls":31},false,"",false,"",false,"",{"$f":"IF(ISBLANK(GTel!$B122),\"\",GTel!B122)","v":""},{"$nulls":3},{"$f":"IF(ISBLANK(GTel!$B122),\"\",GTel!D122)","v":""},{"$nulls":3},{"$f":"IF(ISBLANK(GTel!$B122),\"\",GTel!N122)","v":""}]
[null,false,"",false,"",false,"",null,{"$f":"IF(ISBLANK(V_GTel!$B122),\"\",V_GTel!B122)","v":""},null,{"$f":"IF(ISBLANK(V_GTel!$B122),\"\",V_GTel!D122)","v":""},{"$nulls":3},{"$f":"IF(ISBLANK(V_GTel!$B122),\"\",V_GTel!O122)","v":""},{"$nulls":31},false,"",false,"",false,"",{"$f":"IF(ISBLANK(GTel!$B123),\"\",GTel!B123)","v":""},{"$nulls":3},{"$f":"IF(ISBLANK(GTel!$B123),\"\",GTel!D123)","v":""},{"$nulls":3},{"$f":"IF(ISBLANK(GTel!$B123),\"\",GTel!N123)","v":""}]
[null,false,"",false,"",false,"",null,{"$f":"IF(ISBLANK(V_GTel!$B123),\"\",V_GTel!B123)","v":""},null,{"$f":"IF(ISBLANK(V_GTel!$B123),\"\",V_GTel!D123)","v":""},{"$nulls":3},{"$f":"IF(ISBLANK(V_GTel!$B123),\"\",V_GTel!O123)","v":""},{"$nulls":31},false,"",false,"",false,"",{"$f":"IF(ISBLANK(GTel!$B124),\"\",GTel!B124)","v":""},{"$nulls":3},{"$f":"IF(ISBLANK(GTel!$B124),\"\",GTel!D124)","v":""},{"$nulls":3},{"$f":"IF(ISBLANK(GTel!$B124),\"\",GTel!N124)","v":""}]
[null,false,"",false,"",false,"",null,{"$f":"IF(ISBLANK(V_GTel!$B124),\"\",V_GTel!B124)","v":""},null,{"$f":"IF(ISBLANK(V_GTel!$B124),\"\",V_GTel!D124)","v":""},{"$nulls":3},{"$f":"IF(ISBLANK(V_GTel!$B124),\"\",V_GTel!O124)","v":""},{"$nulls":31},false,"",false,"",false,"",{"$f":"IF(ISBLANK(GTel!$B125),\"\",GTel!B125)","v":""},{"$nulls":3},{"$f":"IF(ISBLANK(GTel!$B125),\"\",GTel!D125)","v":""},{"$nulls":3},{"$f":"IF(ISBLANK(GTel!$B125),\"\",GTel!N125)","v":""}]
[null,false,"",false,"",false,"",null,{"$f":"IF(ISBLANK(V_GTel!$B125),\"\",V_GTel!B125)","v":""},null,{"$f":"IF(ISBLANK(V_GTel!$B125),\"\",V_GTel!D125)","v":""},{"$nulls":3},{"$f":"IF(ISBLANK(V_GTel!$B125),\"\",V_GTel!O125)","v":""},{"$nulls":31},false,"",false,"",false,"",{"$f":"IF(ISBLANK(GTel!$B126),\"\",GTel!B126)","v":""},{"$nulls":3},{"$f":"IF(ISBLANK(GTel!$B126),\"\",GTel!D126)","v":""},{"$nulls":3},{"$f":"IF(ISBLANK(GTel!$B126),\"\",GTel!N126)","v":""}]
[null,false,"",false,"",false,"",null,{"$f":"IF(ISBLANK(V_GTel!$B126),\"\",V_GTel!B126)","v":""},null,{"$f":"IF(ISBLANK(V_GTel!$B126),\"\",V_GTel!D126)","v":""},{"$nulls":3},{"$f":"IF(ISBLANK(V_GTel!$B126),\"\",V_GTel!O126)","v":""},{"$nulls":31},false,"",false,"",false,"",{"$f":"IF(ISBLANK(GTel!$B127),\"\",GTel!B127)","v":""},{"$nulls":3},{"$f":"IF(ISBLANK(GTel!$B127),\"\",GTel!D127)","v":""},{"$nulls":3},{"$f":"IF(ISBLANK(GTel!$B127),\"\",GTel!N127)","v":""}]
[null,false,"",false,"",false,"",null,{"$f":"IF(ISBLANK(V_GTel!$B127),\"\",V_GTel!B127)","v":""},null,{"$f":"IF(ISBLANK(V_GTel!$B127),\"\",V_GTel!D127)","v":""},{"$nulls":3},{"$f":"IF(ISBLANK(V_GTel!$B127),\"\",V_GTel!O127)","v":""},{"$nulls":31},false,"",false,"",false,"",{"$f":"IF(ISBLANK(GTel!$B128),\"\",GTel!B128)","v":""},{"$nulls":3},{"$f":"IF(ISBLANK(GTel!$B128),\"\",GTel!D128)","v":""},{"$nulls":3},{"$f":"IF(ISBLANK(GTel!$B128),\"\",GTel!N128)","v":""}]
[null,false,"",false,"",false,"",null,{"$f":"IF(ISBLANK(V_GTel!$B128),\"\",V_GTel!B128)","v":""},null,{"$f":"IF(ISBLANK(V_GTel!$B128),\"\",V_GTel!D128)","v":""},{"$nulls":3},{"$f":"IF(ISBLANK(V_GTel!$B128),\"\",V_GTel!O128)","v":""},{"$nulls":31},false,"",false,"",false,"",{"$f":"IF(ISBLANK(GTel!$B129),\"\",GTel!B129)","v":""},{"$nulls":3},{"$f":"IF(ISBLANK(GTel!$B129),\"\",GTel!D129)","v":""},{"$nulls":3},{"$f":"IF(ISBLANK(GTel!$B129),\"\",GTel!N129)","v":""}]
[null,false,"",false,"",false,"",null,{"$f":"IF(ISBLANK(V_GTel!$B129),\"\",V_GTel!B129)","v":""},null,{"$f":"IF(ISBLANK(V_GTel!$B129),\"\",V_GTel!D129)","v":""},{"$nulls":3},{"$f":"IF(ISBLANK(V_GTel!$B129),\"\",V_GTel!O129)","v":""},{"$nulls":31},false,"",false,"",false,"",{"$f":"IF(ISBLANK(GTel!$B130),\"\",GTel!B130)","v":""},{"$nulls":3},{"$f":"IF(ISBLANK(GTel!$B130),\"\",GTel!D130)","v":""},{"$nulls":3},{"$f":"IF(ISBLANK(GTel!$B130),\"\",GTel!N130)","v":""}]
[null,false,"",false,"",false,"",null,{"$f":"IF(ISBLANK(V_GTel!$B130),\"\",V_GTel!B130)","v":""},null,{"$f":"IF(ISBLANK(V_GTel!$B130),\"\",V_GTel!D130)","v":""},{"$nulls":3},{"$f":"IF(ISBLANK(V_GTel!$B130),\"\",V_GTel!O130)","v":""},{"$nulls":31},false,"",false,"",false,"",{"$f":"IF(ISBLANK(GTel!$B131),\"\",GTel!B131)","v":""},{"$nulls":3},{"$f":"IF(ISBLANK(GTel!$B131),\"\",GTel!D131)","v":""},{"$nulls":3},{"$f":"IF(ISBLANK(GTel!$B131),\"\",GTel!N131)","v":""}]
[null,false,"",false,"",false,"",null,{"$f":"IF(ISBLANK(V_GTel!$B131),\"\",V_GTel!B131)","v":""},null,{"$f":"IF(ISBLANK(V_GTel!$B131),\"\",V_GTel!D131)","v":""},{"$nulls":3},{"$f":"IF(ISBLANK(V_GTel!$B131),\"\",V_GTel!O131)","v":""},{"$nulls":31},false,"",false,"",false,"",{"$f":"IF(ISBLANK(GTel!$B132),\"\",GTel!B132)","v":""},{"$nulls":3},{"$f":"IF(ISBLANK(GTel!$B132),\"\",GTel!D132)","v":""},{"$nulls":3},{"$f":"IF(ISBLANK(GTel!$B132),\"\",GTel!N132)","v":""}]
[null,false,"",false,"",false,"",null,{"$f":"IF(ISBLANK(V_GTel!$B132),\"\",V_GTel!B132)","v":""},null,{"$f":"IF(ISBLANK(V_GTel!$B132),\"\",V_GTel!D132)","v":""},{"$nulls":3},{"$f":"IF(ISBLANK(V_GTel!$B132),\"\",V_GTel!O132)","v":""},{"$nulls":31},false,"",false,"",false,"",{"$f":"IF(ISBLANK(GTel!$B133),\"\",GTel!B133)","v":""},{"$nulls":3},{"$f":"IF(ISBLANK(GTel!$B133),\"\",GTel!D133)","v":""},{"$nulls":3},{"$f":"IF(ISBLANK(GTel!$B133),\"\",GTel!N133)","v":""}]
[null,false,"",false,"",false,"",null,{"$f":"IF(ISBLANK(V_GTel!$B133),\"\",V_GTel!B133)","v":""},null,{"$f":"IF(ISBLANK(V_GTel!$B133),\"\",V_GTel!D133)","v":""},{"$nulls":3},{"$f":"IF(ISBLANK(V_GTel!$B133),\"\",V_GTel!O133)","v":""},{"$nulls":31},false,"",false,"",false,"",{"$f":"IF(ISBLANK(GTel!$B134),\"\",GTel!B134)","v":""},{"$nulls":3},{"$f":"IF(ISBLANK(GTel!$B134),\"\",GTel!D134)","v":""},{"$nulls":3},{"$f":"IF(ISBLANK(GTel!$B134),\"\",GTel!N134)","v":""}]
[null,false,"",false,"",false,"",null,{"$f":"IF(ISBLANK(V_GTel!$B134),\"\",V_GTel!B134)","v":""},null,{"$f":"IF(ISBLANK(V_GTel!$B134),\"\",V_GTel!D134)","v":""},{"$nulls":3},{"$f":"IF(ISBLANK(V_GTel!$B134),\"\",V_GTel!O134)","v":""},{"$nulls":31},false,"",false,"",false,"",{"$f":"IF(ISBLANK(GTel!$B135),\"\",GTel!B135)","v":""},{"$nulls":3},{"$f":"IF(ISBLANK(GTel!$B135),\"\",GTel!D135)","v":""},{"$nulls":3},{"$f":"IF(ISBLANK(GTel!$B135),\"\",GTel!N135)","v":""}]
[null,false,"",false,"",false,"",null,{"$f":"IF(ISBLANK(V_GTel!$B135),\"\",V_GTel!B135)","v":""},null,{"$f":"IF(ISBLANK(V_GTel!$B135),\"\",V_GTel!D135)","v":""},{"$nulls":3},{"$f":"IF(ISBLANK(V_GTel!$B135),\"\",V_GTel!O135)","v":""},{"$nulls":31},false,"",false,"",false,"",{"$f":"IF(ISBLANK(GTel!$B136),\"\",GTel!B136)","v":""},{"$nulls":3},{"$f":"IF(ISBLANK(GTel!$B136),\"\",GTel!D136)","v":""},{"$nulls":3},{"$f":"IF(ISBLANK(GTel!$B136),\"\",GTel!N136)","v":""}]
[null,false,"",false,"",false,"",null,{"$f":"IF(ISBLANK(V_GTel!$B136),\"\",V_GTel!B136)","v":""},null,{"$f":"IF(ISBLANK(V_GTel!$B136),\"\",V_GTel!D136)","v":""},{"$nulls":3},{"$f":"IF(ISBLANK(V_GTel!$B136),\"\",V_GTel!O136)","v":""},{"$nulls":31},false,"",false,"",false,"",{"$f":"IF(ISBLANK(GTel!$B137),\"\",GTel!B137)","v":""},{"$nulls":3},{"$f":"IF(ISBLANK(GTel!$B137),\"\",GTel!D137)","v":""},{"$nulls":3},{"$f":"IF(ISBLANK(GTel!$B137),\"\",GTel!N137)","v":""}]
[null,false,"",false,"",false,"",null,{"$f":"IF(ISBLANK(V_GTel!$B137),\"\",V_GTel!B137)","v":""},null,{"$f":"IF(ISBLANK(V_GTel!$B137),\"\",V_GTel!D137)","v":""},{"$nulls":3},{"$f":"IF(ISBLANK(V_GTel!$B137),\"\",V_GTel!O137)","v":""},{"$nulls":31},false,"",false,"",false,"",{"$f":"IF(ISBLANK(GTel!$B138),\"\",GTel!B138)","v":""},{"$nulls":3},{"$f":"IF(ISBLANK(GTel!$B138),\"\",GTel!D138)","v":""},{"$nulls":3},{"$f":"IF(ISBLANK(GTel!$B138),\"\",GTel!N138)","v":""}]
[null,false,"",false,"",false,"",null,{"$f":"IF(ISBLANK(V_GTel!$B138),\"\",V_GTel!B138)","v":""},null,{"$f":"IF(ISBLANK(V_GTel!$B138),\"\",V_GTel!D138)","v":""},{"$nulls":3},{"$f":"IF(ISBLANK(V_GTel!$B138),\"\",V_GTel!O138)","v":""},{"$nulls":31},false,"",false,"",false,"",{"$f":"IF(ISBLANK(GTel!$B139),\"\",GTel!B139)","v":""},{"$nulls":3},{"$f":"IF(ISBLANK(GTel!$B139),\"\",GTel!D139)","v":""},{"$nulls":3},{"$f":"IF(ISBLANK(GTel!$B139),\"\",GTel!N139)","v":""}]
[null,false,"",false,"",false,"",null,{"$f":"IF(ISBLANK(V_GTel!$B139),\"\",V_GTel!B139)","v":""},null,{"$f":"IF(ISBLANK(V_GTel!$B139),\"\",V_GTel!D139)","v":""},{"$nulls":3},{"$f":"IF(ISBLANK(V_GTel!$B139),\"\",V_GTel!O139)","v":""},{"$nulls":31},false,"",false,"",false,"",{"$f":"IF(ISBLANK(GTel!$B140),\"\",GTel!B140)","v":""},{"$nulls":3},{"$f":"IF(ISBLANK(GTel!$B140),\"\",GTel!D140)","v":""},{"$nulls":3},{"$f":"IF(ISBLANK(GTel!$B140),\"\",GTel!N140)","v":""}]
[null,false,{"$f":"IF(AND(NOT(ISBLANK($I349)),B349),\"x\",\"\")","v":""},false,{"$f":"IF(AND(NOT(ISBLANK($I349)),D349),\"x\",\"\")","v":""},false,{"$f":"IF(AND(NOT(ISBLANK($I349)),F349),\"x\",\"\")","v":""},null,{"$f":"IF(ISBLANK(V_GTel!$B140),\"\",V_GTel!B140)","v":""},null,{"$f":"IF(ISBLANK(V_GTel!$B140),\"\",V_GTel!D140)","v":""},{"$nulls":3},{"$f":"IF(ISBLANK(V_GTel!$B140),\"\",V_GTel!O140)","v":""},{"$nulls":31},false,"",false,"",false,"",{"$f":"IF(ISBLANK(GTel!$B141),\"\",GTel!B141)","v":""},{"$nulls":3},{"$f":"IF(ISBLANK(GTel!$B141),\"\",GTel!D141)","v":""},{"$nulls":3},{"$f":"IF(ISBLANK(GTel!$B141),\"\",GTel!N141)","v":""}]
[null,false,"",false,"",false,"",null,{"$f":"IF(ISBLANK(V_GTel!$B141),\"\",V_GTel!B141)","v":""},null,{"$f":"IF(ISBLANK(V_GTel!$B141),\"\",V_GTel!D141)","v":""},{"$nulls":3},{"$f":"IF(ISBLANK(V_GTel!$B141),\"\",V_GTel!O141)","v":""},{"$nulls":31},false,{"$f":"IF(AND(NOT($BA350=\"-\"),AU350),\"x\",\"\")","v":""},false,{"$f":"IF(AND(NOT($BA350=\"-\"),AW350),\"x\",\"\")","v":""},false,{"$f":"IF(AND(NOT($BA350=\"-\"),AY350),\"x\",\"\")","v":""},{"$f":"IF(ISBLANK(GTel!$B142),\"\",GTel!B142)","v":""},{"$nulls":3},{"$f":"IF(ISBLANK(GTel!$B142),\"\",GTel!D142)","v":""},{"$nulls":3},{"$f":"IF(ISBLANK(GTel!$B142),\"\",GTel!N142)","v":""}]
[null,false,"",false,"",false,"",null,{"$f":"IF(ISBLANK(V_GTel!$B142),\"\",V_GTel!B142)","v":""},null,{"$f":"IF(ISBLANK(V_GTel!$B142),\"\",V_GTel!D142)","v":""},{"$nulls":3},{"$f":"IF(ISBLANK(V_GTel!$B142),\"\",V_GTel!O142)","v":""},{"$nulls":31},false,"",false,"",false,"",{"$f":"IF(ISBLANK(GTel!$B143),\"\",GTel!B143)","v":""},{"$nulls":3},{"$f":"IF(ISBLANK(GTel!$B143),\"\",GTel!D143)","v":""},{"$nulls":3},{"$f":"IF(ISBLANK(GTel!$B143),\"\",GTel!N143)","v":""}]
[null,false,"",false,"",false,"",null,{"$f":"IF(ISBLANK(V_GTel!$B143),\"\",V_GTel!B143)","v":""},null,{"$f":"IF(ISBLANK(V_GTel!$B143),\"\",V_GTel!D143)","v":""},{"$nulls":3},{"$f":"IF(ISBLANK(V_GTel!$B143),\"\",V_GTel!O143)","v":""},{"$nulls":31},false,"",false,"",false,"",{"$f":"IF(ISBLANK(GTel!$B144),\"\",GTel!B144)","v":""},{"$nulls":3},{"$f":"IF(ISBLANK(GTel!$B144),\"\",GTel!D144)","v":""},{"$nulls":3},{"$f":"IF(ISBLANK(GTel!$B144),\"\",GTel!N144)","v":""}]
[null,false,"",false,"",false,"",null,{"$f":"IF(ISBLANK(V_GTel!$B144),\"\",V_GTel!B144)","v":""},null,{"$f":"IF(ISBLANK(V_GTel!$B144),\"\",V_GTel!D144)","v":""},{"$nulls":3},{"$f":"IF(ISBLANK(V_GTel!$B144),\"\",V_GTel!O144)","v":""},{"$nulls":31},false,"",false,"",false,"",{"$f":"IF(ISBLANK(GTel!$B145),\"\",GTel!B145)","v":""},{"$nulls":3},{"$f":"IF(ISBLANK(GTel!$B145),\"\",GTel!D145)","v":""},{"$nulls":3},{"$f":"IF(ISBLANK(GTel!$B145),\"\",GTel!N145)","v":""}]
[null,false,"",false,"",false,"",null,{"$f":"IF(ISBLANK(V_GTel!$B145),\"\",V_GTel!B145)","v":""},null,{"$f":"IF(ISBLANK(V_GTel!$B145),\"\",V_GTel!D145)","v":""},{"$nulls":3},{"$f":"IF(ISBLANK(V_GTel!$B145),\"\",V_GTel!O145)","v":""},{"$nulls":31},false,"",false,"",false,"",{"$f":"IF(ISBLANK(GTel!$B146),\"\",GTel!B146)","v":""},{"$nulls":3},{"$f":"IF(ISBLANK(GTel!$B146),\"\",GTel!D146)","v":""},{"$nulls":3},{"$f":"IF(ISBLANK(GTel!$B146),\"\",GTel!N146)","v":""}]
[null,false,"",false,"",false,"",null,{"$f":"IF(ISBLANK(V_GTel!$B146),\"\",V_GTel!B146)","v":""},null,{"$f":"IF(ISBLANK(V_GTel!$B146),\"\",V_GTel!D146)","v":""},{"$nulls":3},{"$f":"IF(ISBLANK(V_GTel!$B146),\"\",V_GTel!O146)","v":""},{"$nulls":31},false,"",false,"",false,"",{"$f":"IF(ISBLANK(GTel!$B147),\"\",GTel!B147)","v":""},{"$nulls":3},{"$f":"IF(ISBLANK(GTel!$B147),\"\",GTel!D147)","v":""},{"$nulls":3},{"$f":"IF(ISBLANK(GTel!$B147),\"\",GTel!N147)","v":""}]
[null,false,"",false,"",false,"",null,{"$f":"IF(ISBLANK(V_GTel!$B147),\"\",V_GTel!B147)","v":""},null,{"$f":"IF(ISBLANK(V_GTel!$B147),\"\",V_GTel!D147)","v":""},{"$nulls":3},{"$f":"IF(ISBLANK(V_GTel!$B147),\"\",V_GTel!O147)","v":""},{"$nulls":31},false,"",false,"",false,"",{"$f":"IF(ISBLANK(GTel!$B148),\"\",GTel!B148)","v":""},{"$nulls":3},{"$f":"IF(ISBLANK(GTel!$B148),\"\",GTel!D148)","v":""},{"$nulls":3},{"$f":"IF(ISBLANK(GTel!$B148),\"\",GTel!N148)","v":""}]
[null,false,"",false,"",false,"",null,{"$f":"IF(ISBLANK(V_GTel!$B148),\"\",V_GTel!B148)","v":""},null,{"$f":"IF(ISBLANK(V_GTel!$B148),\"\",V_GTel!D148)","v":""},{"$nulls":3},{"$f":"IF(ISBLANK(V_GTel!$B148),\"\",V_GTel!O148)","v":""},{"$nulls":31},false,"",false,"",false,"",{"$f":"IF(ISBLANK(GTel!$B149),\"\",GTel!B149)","v":""},{"$nulls":3},{"$f":"IF(ISBLANK(GTel!$B149),\"\",GTel!D149)","v":""},{"$nulls":3},{"$f":"IF(ISBLANK(GTel!$B149),\"\",GTel!N149)","v":""}]
[null,false,"",false,"",false,"",null,{"$f":"IF(ISBLANK(V_GTel!$B149),\"\",V_GTel!B149)","v":""},null,{"$f":"IF(ISBLANK(V_GTel!$B149),\"\",V_GTel!D149)","v":""},{"$nulls":3},{"$f":"IF(ISBLANK(V_GTel!$B149),\"\",V_GTel!O149)","v":""},{"$nulls":31},false,"",false,"",false,"",{"$f":"IF(ISBLANK(GTel!$B150),\"\",GTel!B150)","v":""},{"$nulls":3},{"$f":"IF(ISBLANK(GTel!$B150),\"\",GTel!D150)","v":""},{"$nulls":3},{"$f":"IF(ISBLANK(GTel!$B150),\"\",GTel!N150)","v":""}]
[null,false,"",false,"",false,"",null,{"$f":"IF(ISBLANK(V_GTel!$B150),\"\",V_GTel!B150)","v":""},null,{"$f":"IF(ISBLANK(V_GTel!$B150),\"\",V_GTel!D150)","v":""},{"$nulls":3},{"$f":"IF(ISBLANK(V_GTel!$B150),\"\",V_GTel!O150)","v":""},{"$nulls":31},false,"",false,"",false,"",{"$f":"IF(ISBLANK(GTel!$B151),\"\",GTel!B151)","v":""},{"$nulls":3},{"$f":"IF(ISBLANK(GTel!$B151),\"\",GTel!D151)","v":""},{"$nulls":3},{"$f":"IF(ISBLANK(GTel!$B151),\"\",GTel!N151)","v":""}]
[null,false,"",false,"",false,"",null,{"$f":"IF(ISBLANK(V_GTel!$B151),\"\",V_GTel!B151)","v":""},null,{"$f":"IF(ISBLANK(V_GTel!$B151),\"\",V_GTel!D151)","v":""},{"$nulls":3},{"$f":"IF(ISBLANK(V_GTel!$B151),\"\",V_GTel!O151)","v":""},{"$nulls":31},false,"",false,"",false,"",{"$f":"IF(ISBLANK(GTel!$B152),\"\",GTel!B152)","v":""},{"$nulls":3},{"$f":"IF(ISBLANK(GTel!$B152),\"\",GTel!D152)","v":""},{"$nulls":3},{"$f":"IF(ISBLANK(GTel!$B152),\"\",GTel!N152)","v":""}]
[null,false,"",false,"",false,"",null,{"$f":"IF(ISBLANK(V_GTel!$B152),\"\",V_GTel!B152)","v":""},null,{"$f":"IF(ISBLANK(V_GTel!$B152),\"\",V_GTel!D152)","v":""},{"$nulls":3},{"$f":"IF(ISBLANK(V_GTel!$B152),\"\",V_GTel!O152)","v":""},{"$nulls":31},false,"",false,"",false,"",{"$f":"IF(ISBLANK(GTel!$B153),\"\",GTel!B153)","v":""},{"$nulls":3},{"$f":"IF(ISBLANK(GTel!$B153),\"\",GTel!D153)","v":""},{"$nulls":3},{"$f":"IF(ISBLANK(GTel!$B153),\"\",GTel!N153)","v":""}]
[null,false,"",false,"",false,"",null,{"$f":"IF(ISBLANK(V_GTel!$B153),\"\",V_GTel!B153)","v":""},null,{"$f":"IF(ISBLANK(V_GTel!$B153),\"\",V_GTel!D153)","v":""},{"$nulls":3},{"$f":"IF(ISBLANK(V_GTel!$B153),\"\",V_GTel!O153)","v":""},{"$nulls":31},false,"",false,"",false,"",{"$f":"IF(ISBLANK(GTel!$B154),\"\",GTel!B154)","v":""},{"$nulls":3},{"$f":"IF(ISBLANK(GTel!$B154),\"\",GTel!D154)","v":""},{"$nulls":3},{"$f":"IF(ISBLANK(GTel!$B154),\"\",GTel!N154)","v":""}]
[null,false,"",false,"",false,"",null,{"$f":"IF(ISBLANK(V_GTel!$B154),\"\",V_GTel!B154)","v":""},null,{"$f":"IF(ISBLANK(V_GTel!$B154),\"\",V_GTel!D154)","v":""},{"$nulls":3},{"$f":"IF(ISBLANK(V_GTel!$B154),\"\",V_GTel!O154)","v":""},{"$nulls":31},false,"",false,"",false,"",{"$f":"IF(ISBLANK(GTel!$B155),\"\",GTel!B155)","v":""},{"$nulls":3},{"$f":"IF(ISBLANK(GTel!$B155),\"\",GTel!D155)","v":""},{"$nulls":3},{"$f":"IF(ISBLANK(GTel!$B155),\"\",GTel!N155)","v":""}]
[null,false,"",false,"",false,"",null,{"$f":"IF(ISBLANK(V_GTel!$B155),\"\",V_GTel!B155)","v":""},null,{"$f":"IF(ISBLANK(V_GTel!$B155),\"\",V_GTel!D155)","v":""},{"$nulls":3},{"$f":"IF(ISBLANK(V_GTel!$B155),\"\",V_GTel!O155)","v":""},{"$nulls":31},false,"",false,"",false,"",{"$f":"IF(ISBLANK(GTel!$B156),\"\",GTel!B156)","v":""},{"$nulls":3},{"$f":"IF(ISBLANK(GTel!$B156),\"\",GTel!D156)","v":""},{"$nulls":3},{"$f":"IF(ISBLANK(GTel!$B156),\"\",GTel!N156)","v":""}]
[]
[null,false,"",false,"",false,"",null,{"$f":"IF(ISBLANK(V_GTel!$B156),\"\",V_GTel!B156)","v":""},null,{"$f":"IF(ISBLANK(V_GTel!$B156),\"\",V_GTel!D156)","v":""},{"$nulls":3},{"$f":"IF(ISBLANK(V_GTel!$B156),\"\",V_GTel!O156)","v":""},{"$nulls":31},false,"",false,"",false,"",{"$f":"IF(ISBLANK(GTel!$B157),\"\",GTel!B157)","v":""},{"$nulls":3},{"$f":"IF(ISBLANK(GTel!$B157),\"\",GTel!D157)","v":""},{"$nulls":3},{"$f":"IF(ISBLANK(GTel!$B157),\"\",GTel!N157)","v":""}]
[null,false,"",false,"",false,"",null,{"$f":"IF(ISBLANK(V_GTel!$B157),\"\",V_GTel!B157)","v":""},null,{"$f":"IF(ISBLANK(V_GTel!$B157),\"\",V_GTel!D157)","v":""},{"$nulls":3},{"$f":"IF(ISBLANK(V_GTel!$B157),\"\",V_GTel!O157)","v":""},{"$nulls":31},false,"",false,"",false,"",{"$f":"IF(ISBLANK(GTel!$B158),\"\",GTel!B158)","v":""},{"$nulls":3},{"$f":"IF(ISBLANK(GTel!$B158),\"\",GTel!D158)","v":""},{"$nulls":3},{"$f":"IF(ISBLANK(GTel!$B158),\"\",GTel!N158)","v":""}]
[null,false,"",false,"",false,"",null,{"$f":"IF(ISBLANK(V_GTel!$B158),\"\",V_GTel!B158)","v":""},null,{"$f":"IF(ISBLANK(V_GTel!$B158),\"\",V_GTel!D158)","v":""},{"$nulls":3},{"$f":"IF(ISBLANK(V_GTel!$B158),\"\",V_GTel!O158)","v":""},{"$nulls":31},false,"",false,"",false,"",{"$f":"IF(ISBLANK(GTel!$B159),\"\",GTel!B159)","v":""},{"$nulls":3},{"$f":"IF(ISBLANK(GTel!$B159),\"\",GTel!D159)","v":""},{"$nulls":3},{"$f":"IF(ISBLANK(GTel!$B159),\"\",GTel!N159)","v":""}]
[null,false,"",false,"",false,"",null,{"$f":"IF(ISBLANK(V_GTel!$B159),\"\",V_GTel!B159)","v":""},null,{"$f":"IF(ISBLANK(V_GTel!$B159),\"\",V_GTel!D159)","v":""},{"$nulls":3},{"$f":"IF(ISBLANK(V_GTel!$B159),\"\",V_GTel!O159)","v":""},{"$nulls":31},false,"",false,"",false,"",{"$f":"IF(ISBLANK(GTel!$B160),\"\",GTel!B160)","v":""},{"$nulls":3},{"$f":"IF(ISBLANK(GTel!$B160),\"\",GTel!D160)","v":""},{"$nulls":3},{"$f":"IF(ISBLANK(GTel!$B160),\"\",GTel!N160)","v":""}]
[null,false,"",false,"",false,"",null,{"$f":"IF(ISBLANK(V_GTel!$B160),\"\",V_GTel!B160)","v":""},null,{"$f":"IF(ISBLANK(V_GTel!$B160),\"\",V_GTel!D160)","v":""},{"$nulls":3},{"$f":"IF(ISBLANK(V_GTel!$B160),\"\",V_GTel!O160)","v":""},{"$nulls":31},false,"",false,"",false,"",{"$f":"IF(ISBLANK(GTel!$B161),\"\",GTel!B161)","v":""},{"$nulls":3},{"$f":"IF(ISBLANK(GTel!$B161),\"\",GTel!D161)","v":""},{"$nulls":3},{"$f":"IF(ISBLANK(GTel!$B161),\"\",GTel!N161)","v":""}]
[null,false,"",false,"",false,"",null,{"$f":"IF(ISBLANK(V_GTel!$B161),\"\",V_GTel!B161)","v":""},null,{"$f":"IF(ISBLANK(V_GTel!$B161),\"\",V_GTel!D161)","v":""},{"$nulls":3},{"$f":"IF(ISBLANK(V_GTel!$B161),\"\",V_GTel!O161)","v":""},{"$nulls":31},false,"",false,"",false,"",{"$f":"IF(ISBLANK(GTel!$B162),\"\",GTel!B162)","v":""},{"$nulls":3},{"$f":"IF(ISBLANK(GTel!$B162),\"\",GTel!D162)","v":""},{"$nulls":3},{"$f":"IF(ISBLANK(GTel!$B162),\"\",GTel!N162)","v":""}]
[]
[{"$nulls":8},"Variante A: Total berechneter Stromverbrauch"]
[]
[{"$nulls":8},"Kategorie",null,"Verbrauch [kWh/a]",{"$nulls":5},"Überschreiben (nicht empfohlen!)"]
[{"$nulls":8},{"$f":"Kat_1","v":0},null,{"$f":"IF(ISNUMBER(Q376),Q376,IFERROR($BA$200/IF(EBF_1>0.1,EBF_1,EBF_1A) - MAX(((GT!$I$269/IF(EBF_1>0.1,EBF_1,EBF_1A))-\n(SUMIFS($BI$218:$BI$371,$BE$218:$BE$371,I376,$AV$218:$AV$371,\"x\")+SUMIFS($O$218:$O$371,$K$218:$K$371,I376,$C$218:$C$371,\"x\"))/EBF_1A),0),0)*EBF_1A)","v":0},{"$nulls":7},"[kWh/a]"]
[{"$nulls":8},{"$f":"Kat_2","v":0},null,{"$f":"IF(ISNUMBER(Q377),Q377,IFERROR($BA$204/IF(EBF_2>0.1,EBF_2,EBF_2A) - MAX(((GT!$I$270/IF(EBF_2>0.1,EBF_2,EBF_2A))-\n(SUMIFS($BI$218:$BI$371,$BE$218:$BE$371,I377,$AV$218:$AV$371,\"x\")+SUMIFS($O$218:$O$371,$K$218:$K$371,I377,$C$218:$C$371,\"x\"))/EBF_2A),0),0)*EBF_2A)","v":0},{"$nulls":7},"[kWh/a]"]
[{"$nulls":8},{"$f":"Kat_3","v":0},null,{"$f":"IF(ISNUMBER(Q378),Q378,IFERROR($BA$208/IF(EBF_3>0.1,EBF_3,EBF_3A) - MAX(((GT!$I$271/IF(EBF_3>0.1,EBF_3,EBF_3A))-\n(SUMIFS($BI$218:$BI$371,$BE$218:$BE$371,I378,$AV$218:$AV$371,\"x\")+SUMIFS($O$218:$O$371,$K$218:$K$371,I378,$C$218:$C$371,\"x\"))/EBF_3A),0),0)*EBF_3A)","v":0},{"$nulls":7},"[kWh/a]"]
[{"$nulls":10},{"$f":"SUM(K376:M378)","v":0},{"$nulls":3},"[kWh/a]"]
[]
[{"$nulls":8},"Variante B: Total berechneter Stromverbrauch"]
[]
[{"$nulls":8},"Kategorie",null,"Verbrauch [kWh/a]",{"$nulls":5},"Überschreiben (nicht empfohlen!)"]
[{"$nulls":8},{"$f":"Kat_1","v":0},null,{"$f":"IF(ISNUMBER(Q384),Q384,IFERROR($BA$200/IF(EBF_1>0.1,EBF_1,EBF_1B) - MAX(((GT!$I$269/IF(EBF_1>0.1,EBF_1,EBF_1B))-\n(SUMIFS($BI$218:$BI$371,$BE$218:$BE$371,I384,$AX$218:$AX$371,\"x\")+SUMIFS($O$218:$O$371,$K$218:$K$371,I384,$E$218:$E$371,\"x\"))/EBF_1B),0),0)*EBF_1B)","v":0},{"$nulls":7},"[kWh/a]"]
[{"$nulls":8},{"$f":"Kat_2","v":0},null,{"$f":"IF(ISNUMBER(Q385),Q385,IFERROR($BA$204/IF(EBF_2>0.1,EBF_2,EBF_2B) - MAX(((GT!$I$270/IF(EBF_2>0.1,EBF_2,EBF_2B))-\n(SUMIFS($BI$218:$BI$371,$BE$218:$BE$371,I385,$AX$218:$AX$371,\"x\")+SUMIFS($O$218:$O$371,$K$218:$K$371,I385,$E$218:$E$371,\"x\"))/EBF_2B),0),0)*EBF_2B)","v":0},{"$nulls":7},"[kWh/a]"]
[{"$nulls":8},{"$f":"Kat_3","v":0},null,{"$f":"IF(ISNUMBER(Q386),Q386,IFERROR($BA$208/IF(EBF_3>0.1,EBF_3,EBF_3B) - MAX(((GT!$I$271/IF(EBF_3>0.1,EBF_3,EBF_3B))-\n(SUMIFS($BI$218:$BI$371,$BE$218:$BE$371,I386,$AX$218:$AX$371,\"x\")+SUMIFS($O$218:$O$371,$K$218:$K$371,I386,$E$218:$E$371,\"x\"))/EBF_3B),0),0)*EBF_3B)","v":0},{"$nulls":7},"[kWh/a]"]
[{"$nulls":10},{"$f":"SUM(K384:M386)","v":0},{"$nulls":3},"[kWh/a]"]
[]
[{"$nulls":8},"Variante C: Total berechneter Stromverbrauch"]
[]
[{"$nulls":8},"Kategorie",null,"Verbrauch [kWh/a]",{"$nulls":5},"Überschreiben (nicht empfohlen!)"]
[{"$nulls":8},{"$f":"Kat_1","v":0},null,{"$f":"IF(ISNUMBER(Q392),Q392,IFERROR($BA$200/IF(EBF_1>0.1,EBF_1,EBF_1C) - MAX(((GT!$I$269/IF(EBF_1>0.1,EBF_1,EBF_1C))-\n(SUMIFS($BI$218:$BI$371,$BE$218:$BE$371,I392,$AZ$218:$AZ$371,\"x\")+SUMIFS($O$218:$O$371,$K$218:$K$371,I392,$G$218:$G$371,\"x\"))/EBF_1C),0),0)*EBF_1C)","v":0},{"$nulls":7},"[kWh/a]"]
[{"$nulls":8},{"$f":"Kat_2","v":0},null,{"$f":"IF(ISNUMBER(Q393),Q393,IFERROR($BA$204/IF(EBF_2>0.1,EBF_2,EBF_2C) - MAX(((GT!$I$270/IF(EBF_2>0.1,EBF_2,EBF_2C))-\n(SUMIFS($BI$218:$BI$371,$BE$218:$BE$371,I393,$AZ$218:$AZ$371,\"x\")+SUMIFS($O$218:$O$371,$K$218:$K$371,I393,$G$218:$G$371,\"x\"))/EBF_2C),0),0)*EBF_2C)","v":0},{"$nulls":7},"[kWh/a]"]
[{"$nulls":8},{"$f":"Kat_3","v":0},null,{"$f":"IF(ISNUMBER(Q394),Q394,IFERROR($BA$208/IF(EBF_3>0.1,EBF_3,EBF_3C) - MAX(((GT!$I$271/IF(EBF_3>0.1,EBF_3,EBF_3C))-\n(SUMIFS($BI$218:$BI$371,$BE$218:$BE$371,I394,$AZ$218:$AZ$371,\"x\")+SUMIFS($O$218:$O$371,$K$218:$K$371,I394,$G$218:$G$371,\"x\"))/EBF_3C),0),0)*EBF_3C)","v":0},{"$nulls":7},"[kWh/a]"]
[{"$nulls":10},{"$f":"SUM(K392:M394)","v":0},{"$nulls":3},"[kWh/a]"]
[]
[{"$nulls":7},"4.3 Elektrizitätsproduktion",{"$nulls":23},"produktion:",{"$nulls":20},{"$f":"H397","v":"4.3 Elektrizitätsproduktion"}]
[]
[null,false,{"$f":"IF(AND(NOT(ISBLANK($K399)),B399),\"x\",\"\")","v":""},false,{"$f":"IF(AND(NOT(ISBLANK($K399)),D399),\"x\",\"\")","v":""},false,{"$f":"IF(AND(NOT(ISBLANK($K399)),F399),\"x\",\"\")","v":""},"4.3.1 PV-Produktion",{"$nulls":4},"[kWh/a]",{"$nulls":5},{"$f":"IF(Kat_3=0,\"\",\"Standardwerte überschreiben:\")","v":""},{"$nulls":12},{"$f":"Daten!E364","v":0.037},{"$f":"Daten!C364","v":1.22},{"$nulls":13},false,{"$f":"IF(AND(NOT($BA399=\"-\"),AU399),\"x\",\"\")","v":""},false,{"$f":"IF(AND(NOT($BA399=\"-\"),AW399),\"x\",\"\")","v":""},false,{"$f":"IF(AND(NOT($BA399=\"-\"),AY399),\"x\",\"\")","v":""},{"$f":"IF(GT!E277=\"\",\"-\",GT!E277)","v":"-"},null,"[kWh/a]"]
[]
[{"$nulls":7},{"$f":"IF(AND(Kat_1=0,Kat_2=0,Kat_3=0),\"\",\" Investitionskosten\")","v":""},{"$nulls":4},"[CHF]",{"$nulls":5},"Produktion:",null,"Einkauf:",{"$nulls":10},"vermieden:",{"$nulls":20},{"$f":"IF(GT!E279=\"\",\"-\",GT!E279)","v":"-"},null,"[CHF]",{"$nulls":5},"Produktion:",null,"Einkauf:"]
[]
[{"$nulls":7},{"$f":"IF(AND(Kat_1=0,Kat_2=0,Kat_3=0),\"\",\" Stromverkaufspreis\")","v":""},{"$nulls":4},"[CHF/kWh]",{"$nulls":3},"Emissionen",null,{"$f":"IF(K399=\"\",\"\",AF399)","v":""},null,{"$f":"IF(K399=\"\",\"\",AF403)","v":""},null,"[kgCO2eq/kWh]",{"$nulls":8},{"$f":"Daten!E362","v":0.125},{"$f":"Daten!C362","v":2.65},{"$nulls":19},{"$f":"IF(GT!E281=\"\",\"-\",GT!E281)","v":"-"},null,"[CHF/kWh]",{"$nulls":3},"Emissionen",null,{"$f":"IF(GT!M281=\"\",IF(GT!E277=\"\",\"-\",GT!Z277),GT!M281)","v":"-"},null,{"$f":"IF(GT!O281=\"\",IF(GT!E277=\"\",\"-\",GT!Z281),GT!O281)","v":"-"}]
[]
[{"$nulls":7},{"$f":"IF(AND(Kat_1=0,Kat_2=0,Kat_3=0),\"\",\" Baujahr\")","v":""},{"$nulls":8},"Primärenergiefaktor",null,{"$f":"IF(K399=\"\",\"\",AG399)","v":""},null,{"$f":"IF(K399=\"\",\"\",AG403)","v":""},null,"[kWhPrE/kWhEndE]",{"$nulls":29},{"$f":"IF(GT!E283=\"\",\"-\",GT!E283)","v":"-"},{"$nulls":5},"Prim.faktor",null,{"$f":"IF(GT!M283=\"\",IF(GT!E277=\"\",\"-\",GT!AA277),GT!M283)","v":"-"},null,{"$f":"IF(GT!O283=\"\",IF(GT!E277=\"\",\"-\",GT!AA281),GT!O283)","v":"-"}]
[]
[{"$nulls":10},{"$f":"IF(Kat_1=0,\"keine Auswahl\",\"Kat.1: \" & TEXT(Kat_1, \"0\"))","v":"keine Auswahl"},{"$nulls":3},{"$f":"IF(Kat_2=0,\"keine Auswahl\",\"Kat.2: \" & TEXT(Kat_2, \"0\"))","v":"keine Auswahl"},{"$nulls":3},{"$f":"IF(Kat_3=0,\"keine Auswahl\",\"Kat.3: \" & TEXT(Kat_3, \"0\"))","v":"keine Auswahl"},{"$nulls":33},"Kategorie 1:",null,"Kategorie 2:",null,"Kategorie 3:"]
[{"$nulls":7}," Eigenverbrauchsanteil [%]",{"$nulls":25},"total Eigenverbrauch",{"$f":"SUM(K408:U408)","v":{"v":0,"d":"0%"}},{"$nulls":17},{"$f":"IF(GT!E286=\"\",\"-\",GT!E286)","v":"-"},null,{"$f":"IF(GT!I286=\"\",\"-\",GT!I286)","v":"-"},null,{"$f":"IF(GT!M286=\"\",\"-\",GT!M286)","v":"-"},{"$nulls":16},"Summe Eigenverbrauch",{"$nulls":3},{"$f":"GT!AC286","v":{"v":0,"d":"0%"}}]
[]
[{"$nulls":7},"4.3.2 Weitere Produktionsanlage"]
[]
[null,false,{"$f":"IF(AND(NOT(ISBLANK($K412)),B412),\"x\",\"\")","v":""},false,{"$f":"IF(AND(NOT(ISBLANK($K412)),D412),\"x\",\"\")","v":""},false,{"$f":"IF(AND(NOT(ISBLANK($K412)),F412),\"x\",\"\")","v":""}," Anlagetyp",{"$nulls":38},false,{"$f":"IF(AND(NOT($BA412=\"-\"),AU412),\"x\",\"\")","v":""},false,{"$f":"IF(AND(NOT($BA412=\"-\"),AW412),\"x\",\"\")","v":""},false,{"$f":"IF(AND(NOT($BA412=\"-\"),AY412),\"x\",\"\")","v":""},{"$f":"IF(GT!E290=\"\",\"-\",GT!E290)","v":"-"}]
[]
[{"$nulls":7}," Produktion",{"$nulls":4},"[kWh/a]",{"$nulls":39},{"$f":"IF(GT!E292=\"\",\"-\",GT!E292)","v":"-"},null,"[kWh/a]"]
[]
[{"$nulls":7},{"$f":"IF(K414=\"\",\"\",\"Standardwerte überschreiben:\")","v":""},{"$nulls":4},{"$f":"IF(K414=\"\",\"\",\"Produktion:\")","v":""},null,{"$f":"IF(K414=\"\",\"\",\"Einkauf:\")","v":""},{"$nulls":16},"produktion:",{"$nulls":22},{"$f":"IF(BA414=\"\",\"\",\"Produktion:\")","v":"Produktion:"},null,{"$f":"IF(BA414=\"\",\"\",\"Einkauf:\")","v":"Einkauf:"}]
[]
[{"$nulls":10},{"$f":"IF(K414=\"\",\"\",\"Emissionen\")","v":""},null,{"$f":"IF(K414=\"\",\"\",AF418)","v":""},null,{"$f":"IF(K414=\"\",\"\",AF422)","v":""},null,"[kgCO2eq/kWh]",{"$nulls":14},0.02,1.2,{"$nulls":19},{"$f":"IF(BA414=\"\",\"\",\"Emissionen\")","v":"Emissionen"},null,{"$f":"IF(GT!G296=\"\",IF(GT!E292=\"\",\"-\",GT!Z296),GT!G296)","v":"-"},null,{"$f":"IF(GT!I296=\"\",IF(GT!E292=\"\",\"-\",GT!Z300),GT!I296)","v":"-"}]
[]
[{"$nulls":10},{"$f":"IF(K414=\"\",\"\",\"Primärenergiefaktor\")","v":""},null,{"$f":"IF(K414=\"\",\"\",AG418)","v":""},null,{"$f":"IF(K414=\"\",\"\",AG422)","v":""},null,"[kWhPrE/kWhEndE]",{"$nulls":14},"vermieden:",{"$nulls":20},{"$f":"IF(BA414=\"\",\"\",\"Prim.faktor\")","v":"Prim.faktor"},null,{"$f":"IF(GT!G298=\"\",IF(GT!E292=\"\",\"-\",GT!AA296),GT!G298)","v":"-"},null,{"$f":"IF(GT!I298=\"\",IF(GT!E292=\"\",\"-\",GT!AA300),GT!I298)","v":"-"}]
[]
[{"$nulls":7},{"$f":"IF(K414=\"\",\"\",\" Investitionskosten\")","v":""},{"$nulls":4},{"$f":"IF(K414=\"\",\"\",\"[CHF]\")","v":""},{"$nulls":18},{"$f":"Daten!E362","v":0.125},{"$f":"Daten!C362","v":2.65},{"$nulls":19},{"$f":"IF(GT!E300=\"\",\"-\",GT!E300)","v":"-"},null,{"$f":"IF(BA414=\"\",\"\",\"[CHF]\")","v":"[CHF]"}]
[]
[{"$nulls":7},{"$f":"IF(K414=\"\",\"\",\" Stromverkaufspreis\")","v":""},{"$nulls":4},{"$f":"IF(K414=\"\",\"\",\"[CHF/kWh]\")","v":""},{"$nulls":39},{"$f":"IF(GT!E302=\"\",\"-\",GT!E302)","v":"-"},null,{"$f":"IF(BA414=\"\",\"\",\"[CHF/kWh]\")","v":"[CHF/kWh]"}]
[]
[{"$nulls":7},{"$f":"IF(K414=\"\",\"\",\" Baujahr\")","v":""},{"$nulls":44},{"$f":"IF(GT!E304=\"\",\"-\",GT!E304)","v":"-"}]
[]
[{"$nulls":10},{"$f":"IF(Kat_1=0,\"keine Auswahl\",\"Kat.1: \" & TEXT(Kat_1, \"0\"))","v":"keine Auswahl"},{"$nulls":3},{"$f":"IF(Kat_2=0,\"keine Auswahl\",\"Kat.2: \" & TEXT(Kat_2, \"0\"))","v":"keine Auswahl"},{"$nulls":3},{"$f":"IF(Kat_3=0,\"keine Auswahl\",\"Kat.3: \" & TEXT(Kat_3, \"0\"))","v":"keine Auswahl"},{"$nulls":33},{"$f":"IF(BA414=\"\",\"\",\"Kategorie 1:\")","v":"Kategorie 1:"},null,{"$f":"IF(BA414=\"\",\"\",\"Kategorie 2:\")","v":"Kategorie 2:"},null,{"$f":"IF(BA414=\"\",\"\",\"Kategorie 3:\")","v":"Kategorie 3:"}]
[{"$nulls":7},{"$f":"IF(K414=\"\",\"\",\" Eigenverbrauchsanteil [%]\")","v":""},{"$nulls":25},"total Eigenverbrauch",{"$f":"SUM(K429:U429)","v":{"v":0,"d":"0%"}},{"$nulls":17},{"$f":"IF(GT!E307=\"\",\"-\",GT!E307)","v":"-"},null,{"$f":"IF(GT!I307=\"\",\"-\",GT!I307)","v":"-"},null,{"$f":"IF(GT!M307=\"\",\"-\",GT!M307)","v":"-"},{"$nulls":16},"Summe Eigenverbrauch",{"$nulls":3},{"$f":"GT!AC307","v":{"v":0,"d":"0%"}}]
[]
[]
[{"$nulls":7},"Bemerkungen für die Erfassung der Gebäudetechnik für Varianten (Neue Massnahmen und Übernahmen aus IST-Zustand)"]
[{"$nulls":7},"Freie Texteingabe. "]

{"sheet":"V_GTel","index":13,"n_rows":186,"n_cols":31,"rows_kept":186,"merged":[[2,14,3,14],[163,1,164,22]]}
[]
[null,"Gebäude-Energie-Analyse-Tool"]
[null,"J.1 Erfassung der Gebäudetechnik für Varianten: Elektrische Verbraucher",{"$nulls":12},"berechneter Bedarf [kWh/a]"]
[null,"Bezeichnung","Typ","Zuteilung Kategorie","Geräte-Typ / Bereich","Qualität","Ausbau","Effizienz Leuchten","Fläche [m²]","Leistung [kW]","Volllaststunden [h]","Anzahl","Investition [CHF]"]
[]
[null,null,"1 Geräte",{"$f":"Kat_1","v":0},null,"veraltet","bescheiden","0-25%"]
[null,null,"2 Elektronik und Betriebseinrichtung",{"$f":"Kat_2","v":0},null,"standard","standard","25-75%"]
[null,null,"3 Beleuchtung",{"$f":"Kat_3","v":0},null,"modern","hoch","75-100%"]
[null,null,"4 Weitere Verbraucher",null,null,"top modern",null,"75-100% mit Regelung"]
[null,"Tabelle von links nach rechts ausfüllen, alle eingefärbten Felder müssen Daten enthalten. Kontrolle via Spalte \"berechneter Bedarf\". ",{"$nulls":28},"Kommentare:"]
[]
[{"$nulls":14},{"$f":"IFERROR(IF(C12=$C$6,_xlfn.XLOOKUP(V_GTel!F12,Daten!$F$157:$I$157,_xlfn.XLOOKUP(V_GTel!C12&V_GTel!D12&V_GTel!E12,Daten!$B$159:$B$274&Daten!$A$159:$A$274&Daten!$C$159:$C$274,Daten!$F$159:$I$274)),\nIF(C12=$C$7,_xlfn.XLOOKUP(V_GTel!C12&V_GTel!D12&V_GTel!E12,Daten!$B$159:$B$274&Daten!$A$159:$A$274&Daten!$D$159:$D$274,Daten!$K$159:$K$274)*I12*_xlfn.XLOOKUP(G12,Daten!$M$157:$O$157,_xlfn.XLOOKUP(V_GTel!C12&V_GTel!D12&V_GTel!E12,Daten!$B$159:$B$274&Daten!$A$159:$A$274&Daten!$D$159:$D$274,Daten!$M$159:$O$274))*_xlfn.XLOOKUP(F12,Daten!$V$157:$Y$157,_xlfn.XLOOKUP(V_GTel!C12&V_GTel!D12&V_GTel!E12,Daten!$B$159:$B$274&Daten!$A$159:$A$274&Daten!$D$159:$D$274,Daten!$V$159:$Y$274)),\nIF(C12=$C$8,_xlfn.XLOOKUP(V_GTel!C12&V_GTel!D12&V_GTel!E12,Daten!$B$159:$B$274&Daten!$A$159:$A$274&Daten!$D$159:$D$274,Daten!$K$159:$K$274)*I12*_xlfn.XLOOKUP(G12,Daten!$M$157:$O$157,_xlfn.XLOOKUP(V_GTel!C12&V_GTel!D12&V_GTel!E12,Daten!$B$159:$B$274&Daten!$A$159:$A$274&Daten!$D$159:$D$274,Daten!$M$159:$O$274))*_xlfn.XLOOKUP(H12,Daten!$Q$157:$T$157,_xlfn.XLOOKUP(V_GTel!C12&V_GTel!D12&V_GTel!E12,Daten!$B$159:$B$274&Daten!$A$159:$A$274&Daten!$D$159:$D$274,Daten!$Q$159:$T$274)),\nIF(C12=$C$9,J12*K12*L12,\n\"\")))),0)","v":""},{"$f":"IFERROR(\nIF(C12=$C$6,TRANSPOSE(_xlfn._xlws.FILTER(Daten!$C$159:$C$274,(Daten!$A$159:$A$274=V_GTel!D12)*(Daten!$B$159:$B$274=V_GTel!C12))),\nIF(C12=$C$7,TRANSPOSE(_xlfn._xlws.FILTER(Daten!$D$159:$D$274,(Daten!$A$159:$A$274=V_GTel!D12)*(Daten!$B$159:$B$274=V_GTel!C12))),\nIF(C12=$C$8,TRANSPOSE(_xlfn._xlws.FILTER(Daten!$D$159:$D$274,(Daten!$A$159:$A$274=V_GTel!D12)*(Daten!$B$159:$B$274=V_GTel!C12))),\"\"))),\"\")","v":""}]
[{"$nulls":14},{"$f":"IFERROR(IF(C13=$C$6,_xlfn.XLOOKUP(V_GTel!F13,Daten!$F$157:$I$157,_xlfn.XLOOKUP(V_GTel!C13&V_GTel!D13&V_GTel!E13,Daten!$B$159:$B$274&Daten!$A$159:$A$274&Daten!$C$159:$C$274,Daten!$F$159:$I$274)),\nIF(C13=$C$7,_xlfn.XLOOKUP(V_GTel!C13&V_GTel!D13&V_GTel!E13,Daten!$B$159:$B$274&Daten!$A$159:$A$274&Daten!$D$159:$D$274,Daten!$K$159:$K$274)*I13*_xlfn.XLOOKUP(G13,Daten!$M$157:$O$157,_xlfn.XLOOKUP(V_GTel!C13&V_GTel!D13&V_GTel!E13,Daten!$B$159:$B$274&Daten!$A$159:$A$274&Daten!$D$159:$D$274,Daten!$M$159:$O$274))*_xlfn.XLOOKUP(F13,Daten!$V$157:$Y$157,_xlfn.XLOOKUP(V_GTel!C13&V_GTel!D13&V_GTel!E13,Daten!$B$159:$B$274&Daten!$A$159:$A$274&Daten!$D$159:$D$274,Daten!$V$159:$Y$274)),\nIF(C13=$C$8,_xlfn.XLOOKUP(V_GTel!C13&V_GTel!D13&V_GTel!E13,Daten!$B$159:$B$274&Daten!$A$159:$A$274&Daten!$D$159:$D$274,Daten!$K$159:$K$274)*I13*_xlfn.XLOOKUP(G13,Daten!$M$157:$O$157,_xlfn.XLOOKUP(V_GTel!C13&V_GTel!D13&V_GTel!E13,Daten!$B$159:$B$274&Daten!$A$159:$A$274&Daten!$D$159:$D$274,Daten!$M$159:$O$274))*_xlfn.XLOOKUP(H13,Daten!$Q$157:$T$157,_xlfn.XLOOKUP(V_GTel!C13&V_GTel!D13&V_GTel!E13,Daten!$B$159:$B$274&Daten!$A$159:$A$274&Daten!$D$159:$D$274,Daten!$Q$159:$T$274)),\nIF(C13=$C$9,J13*K13*L13,\n\"\")))),0)","v":""},{"$f":"IFERROR(\nIF(C13=$C$6,TRANSPOSE(_xlfn._xlws.FILTER(Daten!$C$159:$C$274,(Daten!$A$159:$A$274=V_GTel!D13)*(Daten!$B$159:$B$274=V_GTel!C13))),\nIF(C13=$C$7,TRANSPOSE(_xlfn._xlws.FILTER(Daten!$D$159:$D$274,(Daten!$A$159:$A$274=V_GTel!D13)*(Daten!$B$159:$B$274=V_GTel!C13))),\nIF(C13=$C$8,TRANSPOSE(_xlfn._xlws.FILTER(Daten!$D$159:$D$274,(Daten!$A$159:$A$274=V_GTel!D13)*(Daten!$B$159:$B$274=V_GTel!C13))),\"\"))),\"\")","v":""}]
[{"$nulls":14},{"$f":"IFERROR(IF(C14=$C$6,_xlfn.XLOOKUP(V_GTel!F14,Daten!$F$157:$I$157,_xlfn.XLOOKUP(V_GTel!C14&V_GTel!D14&V_GTel!E14,Daten!$B$159:$B$274&Daten!$A$159:$A$274&Daten!$C$159:$C$274,Daten!$F$159:$I$274)),\nIF(C14=$C$7,_xlfn.XLOOKUP(V_GTel!C14&V_GTel!D14&V_GTel!E14,Daten!$B$159:$B$274&Daten!$A$159:$A$274&Daten!$D$159:$D$274,Daten!$K$159:$K$274)*I14*_xlfn.XLOOKUP(G14,Daten!$M$157:$O$157,_xlfn.XLOOKUP(V_GTel!C14&V_GTel!D14&V_GTel!E14,Daten!$B$159:$B$274&Daten!$A$159:$A$274&Daten!$D$159:$D$274,Daten!$M$159:$O$274))*_xlfn.XLOOKUP(F14,Daten!$V$157:$Y$157,_xlfn.XLOOKUP(V_GTel!C14&V_GTel!D14&V_GTel!E14,Daten!$B$159:$B$274&Daten!$A$159:$A$274&Daten!$D$159:$D$274,Daten!$V$159:$Y$274)),\nIF(C14=$C$8,_xlfn.XLOOKUP(V_GTel!C14&V_GTel!D14&V_GTel!E14,Daten!$B$159:$B$274&Daten!$A$159:$A$274&Daten!$D$159:$D$274,Daten!$K$159:$K$274)*I14*_xlfn.XLOOKUP(G14,Daten!$M$157:$O$157,_xlfn.XLOOKUP(V_GTel!C14&V_GTel!D14&V_GTel!E14,Daten!$B$159:$B$274&Daten!$A$159:$A$274&Daten!$D$159:$D$274,Daten!$M$159:$O$274))*_xlfn.XLOOKUP(H14,Daten!$Q$157:$T$157,_xlfn.XLOOKUP(V_GTel!C14&V_GTel!D14&V_GTel!E14,Daten!$B$159:$B$274&Daten!$A$159:$A$274&Daten!$D$159:$D$274,Daten!$Q$159:$T$274)),\nIF(C14=$C$9,J14*K14*L14,\n\"\")))),0)","v":""},{"$f":"IFERROR(\nIF(C14=$C$6,TRANSPOSE(_xlfn._xlws.FILTER(Daten!$C$159:$C$274,(Daten!$A$159:$A$274=V_GTel!D14)*(Daten!$B$159:$B$274=V_GTel!C14))),\nIF(C14=$C$7,TRANSPOSE(_xlfn._xlws.FILTER(Daten!$D$159:$D$274,(Daten!$A$159:$A$274=V_GTel!D14)*(Daten!$B$159:$B$274=V_GTel!C14))),\nIF(C14=$C$8,TRANSPOSE(_xlfn._xlws.FILTER(Daten!$D$159:$D$274,(Daten!$A$159:$A$274=V_GTel!D14)*(Daten!$B$159:$B$274=V_GTel!C14))),\"\"))),\"\")","v":""}]
[{"$nulls":14},{"$f":"IFERROR(IF(C15=$C$6,_xlfn.XLOOKUP(V_GTel!F15,Daten!$F$157:$I$157,_xlfn.XLOOKUP(V_GTel!C15&V_GTel!D15&V_GTel!E15,Daten!$B$159:$B$274&Daten!$A$159:$A$274&Daten!$C$159:$C$274,Daten!$F$159:$I$274)),\nIF(C15=$C$7,_xlfn.XLOOKUP(V_GTel!C15&V_GTel!D15&V_GTel!E15,Daten!$B$159:$B$274&Daten!$A$159:$A$274&Daten!$D$159:$D$274,Daten!$K$159:$K$274)*I15*_xlfn.XLOOKUP(G15,Daten!$M$157:$O$157,_xlfn.XLOOKUP(V_GTel!C15&V_GTel!D15&V_GTel!E15,Daten!$B$159:$B$274&Daten!$A$159:$A$274&Daten!$D$159:$D$274,Daten!$M$159:$O$274))*_xlfn.XLOOKUP(F15,Daten!$V$157:$Y$157,_xlfn.XLOOKUP(V_GTel!C15&V_GTel!D15&V_GTel!E15,Daten!$B$159:$B$274&Daten!$A$159:$A$274&Daten!$D$159:$D$274,Daten!$V$159:$Y$274)),\nIF(C15=$C$8,_xlfn.XLOOKUP(V_GTel!C15&V_GTel!D15&V_GTel!E15,Daten!$B$159:$B$274&Daten!$A$159:$A$274&Daten!$D$159:$D$274,Daten!$K$159:$K$274)*I15*_xlfn.XLOOKUP(G15,Daten!$M$157:$O$157,_xlfn.XLOOKUP(V_GTel!C15&V_GTel!D15&V_GTel!E15,Daten!$B$159:$B$274&Daten!$A$159:$A$274&Daten!$D$159:$D$274,Daten!$M$159:$O$274))*_xlfn.XLOOKUP(H15,Daten!$Q$157:$T$157,_xlfn.XLOOKUP(V_GTel!C15&V_GTel!D15&V_GTel!E15,Daten!$B$159:$B$274&Daten!$A$159:$A$274&Daten!$D$159:$D$274,Daten!$Q$159:$T$274)),\nIF(C15=$C$9,J15*K15*L15,\n\"\")))),0)","v":""},{"$f":"IFERROR(\nIF(C15=$C$6,TRANSPOSE(_xlfn._xlws.FILTER(Daten!$C$159:$C$274,(Daten!$A$159:$A$274=V_GTel!D15)*(Daten!$B$159:$B$274=V_GTel!C15))),\nIF(C15=$C$7,TRANSPOSE(_xlfn._xlws.FILTER(Daten!$D$159:$D$274,(Daten!$A$159:$A$274=V_GTel!D15)*(Daten!$B$159:$B$274=V_GTel!C15))),\nIF(C15=$C$8,TRANSPOSE(_xlfn._xlws.FILTER(Daten!$D$159:$D$274,(Daten!$A$159:$A$274=V_GTel!D15)*(Daten!$B$159:$B$274=V_GTel!C15))),\"\"))),\"\")","v":""}]
[{"$nulls":14},{"$f":"IFERROR(IF(C16=$C$6,_xlfn.XLOOKUP(V_GTel!F16,Daten!$F$157:$I$157,_xlfn.XLOOKUP(V_GTel!C16&V_GTel!D16&V_GTel!E16,Daten!$B$159:$B$274&Daten!$A$159:$A$274&Daten!$C$159:$C$274,Daten!$F$159:$I$274)),\nIF(C16=$C$7,_xlfn.XLOOKUP(V_GTel!C16&V_GTel!D16&V_GTel!E16,Daten!$B$159:$B$274&Daten!$A$159:$A$274&Daten!$D$159:$D$274,Daten!$K$159:$K$274)*I16*_xlfn.XLOOKUP(G16,Daten!$M$157:$O$157,_xlfn.XLOOKUP(V_GTel!C16&V_GTel!D16&V_GTel!E16,Daten!$B$159:$B$274&Daten!$A$159:$A$274&Daten!$D$159:$D$274,Daten!$M$159:$O$274))*_xlfn.XLOOKUP(F16,Daten!$V$157:$Y$157,_xlfn.XLOOKUP(V_GTel!C16&V_GTel!D16&V_GTel!E16,Daten!$B$159:$B$274&Daten!$A$159:$A$274&Daten!$D$159:$D$274,Daten!$V$159:$Y$274)),\nIF(C16=$C$8,_xlfn.XLOOKUP(V_GTel!C16&V_GTel!D16&V_GTel!E16,Daten!$B$159:$B$274&Daten!$A$159:$A$274&Daten!$D$159:$D$274,Daten!$K$159:$K$274)*I16*_xlfn.XLOOKUP(G16,Daten!$M$157:$O$157,_xlfn.XLOOKUP(V_GTel!C16&V_GTel!D16&V_GTel!E16,Daten!$B$159:$B$274&Daten!$A$159:$A$274&Daten!$D$159:$D$274,Daten!$M$159:$O$274))*_xlfn.XLOOKUP(H16,Daten!$Q$157:$T$157,_xlfn.XLOOKUP(V_GTel!C16&V_GTel!D16&V_GTel!E16,Daten!$B$159:$B$274&Daten!$A$159:$A$274&Daten!$D$159:$D$274,Daten!$Q$159:$T$274)),\nIF(C16=$C$9,J16*K16*L16,\n\"\")))),0)","v":""},{"$f":"IFERROR(\nIF(C16=$C$6,TRANSPOSE(_xlfn._xlws.FILTER(Daten!$C$159:$C$274,(Daten!$A$159:$A$274=V_GTel!D16)*(Daten!$B$159:$B$274=V_GTel!C16))),\nIF(C16=$C$7,TRANSPOSE(_xlfn._xlws.FILTER(Daten!$D$159:$D$274,(Daten!$A$159:$A$274=V_GTel!D16)*(Daten!$B$159:$B$274=V_GTel!C16))),\nIF(C16=$C$8,TRANSPOSE(_xlfn._xlws.FILTER(Daten!$D$159:$D$274,(Daten!$A$159:$A$274=V_GTel!D16)*(Daten!$B$159:$B$274=V_GTel!C16))),\"\"))),\"\")","v":""}]
[{"$nulls":14},{"$f":"IFERROR(IF(C17=$C$6,_xlfn.XLOOKUP(V_GTel!F17,Daten!$F$157:$I$157,_xlfn.XLOOKUP(V_GTel!C17&V_GTel!D17&V_GTel!E17,Daten!$B$159:$B$274&Daten!$A$159:$A$274&Daten!$C$159:$C$274,Daten!$F$159:$I$274)),\nIF(C17=$C$7,_xlfn.XLOOKUP(V_GTel!C17&V_GTel!D17&V_GTel!E17,Daten!$B$159:$B$274&Daten!$A$159:$A$274&Daten!$D$159:$D$274,Daten!$K$159:$K$274)*I17*_xlfn.XLOOKUP(G17,Daten!$M$157:$O$157,_xlfn.XLOOKUP(V_GTel!C17&V_GTel!D17&V_GTel!E17,Daten!$B$159:$B$274&Daten!$A$159:$A$274&Daten!$D$159:$D$274,Daten!$M$159:$O$274))*_xlfn.XLOOKUP(F17,Daten!$V$157:$Y$157,_xlfn.XLOOKUP(V_GTel!C17&V_GTel!D17&V_GTel!E17,Daten!$B$159:$B$274&Daten!$A$159:$A$274&Daten!$D$159:$D$274,Daten!$V$159:$Y$274)),\nIF(C17=$C$8,_xlfn.XLOOKUP(V_GTel!C17&V_GTel!D17&V_GTel!E17,Daten!$B$159:$B$274&Daten!$A$159:$A$274&Daten!$D$159:$D$274,Daten!$K$159:$K$274)*I17*_xlfn.XLOOKUP(G17,Daten!$M$157:$O$157,_xlfn.XLOOKUP(V_GTel!C17&V_GTel!D17&V_GTel!E17,Daten!$B$159:$B$274&Daten!$A$159:$A$274&Daten!$D$159:$D$274,Daten!$M$159:$O$274))*_xlfn.XLOOKUP(H17,Daten!$Q$157:$T$157,_xlfn.XLOOKUP(V_GTel!C17&V_GTel!D17&V_GTel!E17,Daten!$B$159:$B$274&Daten!$A$159:$A$274&Daten!$D$159:$D$274,Daten!$Q$159:$T$274)),\nIF(C17=$C$9,J17*K17*L17,\n\"\")))),0)","v":""},{"$f":"IFERROR(\nIF(C17=$C$6,TRANSPOSE(_xlfn._xlws.FILTER(Daten!$C$159:$C$274,(Daten!$A$159:$A$274=V_GTel!D17)*(Daten!$B$159:$B$274=V_GTel!C17))),\nIF(C17=$C$7,TRANSPOSE(_xlfn._xlws.FILTER(Daten!$D$159:$D$274,(Daten!$A$159:$A$274=V_GTel!D17)*(Daten!$B$159:$B$274=V_GTel!C17))),\nIF(C17=$C$8,TRANSPOSE(_xlfn._xlws.FILTER(Daten!$D$159:$D$274,(Daten!$A$159:$A$274=V_GTel!D17)*(Daten!$B$159:$B$274=V_GTel!C17))),\"\"))),\"\")","v":""}]
[{"$nulls":14},{"$f":"IFERROR(IF(C18=$C$6,_xlfn.XLOOKUP(V_GTel!F18,Daten!$F$157:$I$157,_xlfn.XLOOKUP(V_GTel!C18&V_GTel!D18&V_GTel!E18,Daten!$B$159:$B$274&Daten!$A$159:$A$274&Daten!$C$159:$C$274,Daten!$F$159:$I$274)),\nIF(C18=$C$7,_xlfn.XLOOKUP(V_GTel!C18&V_GTel!D18&V_GTel!E18,Daten!$B$159:$B$274&Daten!$A$159:$A$274&Daten!$D$159:$D$274,Daten!$K$159:$K$274)*I18*_xlfn.XLOOKUP(G18,Daten!$M$157:$O$157,_xlfn.XLOOKUP(V_GTel!C18&V_GTel!D18&V_GTel!E18,Daten!$B$159:$B$274&Daten!$A$159:$A$274&Daten!$D$159:$D$274,Daten!$M$159:$O$274))*_xlfn.XLOOKUP(F18,Daten!$V$157:$Y$157,_xlfn.XLOOKUP(V_GTel!C18&V_GTel!D18&V_GTel!E18,Daten!$B$159:$B$274&Daten!$A$159:$A$274&Daten!$D$159:$D$274,Daten!$V$159:$Y$274)),\nIF(C18=$C$8,_xlfn.XLOOKUP(V_GTel!C18&V_GTel!D18&V_GTel!E18,Daten!$B$159:$B$274&Daten!$A$159:$A$274&Daten!$D$159:$D$274,Daten!$K$159:$K$274)*I18*_xlfn.XLOOKUP(G18,Daten!$M$157:$O$157,_xlfn.XLOOKUP(V_GTel!C18&V_GTel!D18&V_GTel!E18,Daten!$B$159:$B$274&Daten!$A$159:$A$274&Daten!$D$159:$D$274,Daten!$M$159:$O$274))*_xlfn.XLOOKUP(H18,Daten!$Q$157:$T$157,_xlfn.XLOOKUP(V_GTel!C18&V_GTel!D18&V_GTel!E18,Daten!$B$159:$B$274&Daten!$A$159:$A$274&Daten!$D$159:$D$274,Daten!$Q$159:$T$274)),\nIF(C18=$C$9,J18*K18*L18,\n\"\")))),0)","v":""},{"$f":"IFERROR(\nIF(C18=$C$6,TRANSPOSE(_xlfn._xlws.FILTER(Daten!$C$159:$C$274,(Daten!$A$159:$A$274=V_GTel!D18)*(Daten!$B$159:$B$274=V_GTel!C18))),\nIF(C18=$C$7,TRANSPOSE(_xlfn._xlws.FILTER(Daten!$D$159:$D$274,(Daten!$A$159:$A$274=V_GTel!D18)*(Daten!$B$159:$B$274=V_GTel!C18))),\nIF(C18=$C$8,TRANSPOSE(_xlfn._xlws.FILTER(Daten!$D$159:$D$274,(Daten!$A$159:$A$274=V_GTel!D18)*(Daten!$B$159:$B$274=V_GTel!C18))),\"\"))),\"\")","v":""}]
[{"$nulls":14},{"$f":"IFERROR(IF(C19=$C$6,_xlfn.XLOOKUP(V_GTel!F19,Daten!$F$157:$I$157,_xlfn.XLOOKUP(V_GTel!C19&V_GTel!D19&V_GTel!E19,Daten!$B$159:$B$274&Daten!$A$159:$A$274&Daten!$C$159:$C$274,Daten!$F$159:$I$274)),\nIF(C19=$C$7,_xlfn.XLOOKUP(V_GTel!C19&V_GTel!D19&V_GTel!E19,Daten!$B$159:$B$274&Daten!$A$159:$A$274&Daten!$D$159:$D$274,Daten!$K$159:$K$274)*I19*_xlfn.XLOOKUP(G19,Daten!$M$157:$O$157,_xlfn.XLOOKUP(V_GTel!C19&V_GTel!D19&V_GTel!E19,Daten!$B$159:$B$274&Daten!$A$159:$A$274&Daten!$D$159:$D$274,Daten!$M$159:$O$274))*_xlfn.XLOOKUP(F19,Daten!$V$157:$Y$157,_xlfn.XLOOKUP(V_GTel!C19&V_GTel!D19&V_GTel!E19,Daten!$B$159:$B$274&Daten!$A$159:$A$274&Daten!$D$159:$D$274,Daten!$V$159:$Y$274)),\nIF(C19=$C$8,_xlfn.XLOOKUP(V_GTel!C19&V_GTel!D19&V_GTel!E19,Daten!$B$159:$B$274&Daten!$A$159:$A$274&Daten!$D$159:$D$274,Daten!$K$159:$K$274)*I19*_xlfn.XLOOKUP(G19,Daten!$M$157:$O$157,_xlfn.XLOOKUP(V_GTel!C19&V_GTel!D19&V_GTel!E19,Daten!$B$159:$B$274&Daten!$A$159:$A$274&Daten!$D$159:$D$274,Daten!$M$159:$O$274))*_xlfn.XLOOKUP(H19,Daten!$Q$157:$T$157,_xlfn.XLOOKUP(V_GTel!C19&V_GTel!D19&V_GTel!E19,Daten!$B$159:$B$274&Daten!$A$159:$A$274&Daten!$D$159:$D$274,Daten!$Q$159:$T$274)),\nIF(C19=$C$9,J19*K19*L19,\n\"\")))),0)","v":""},{"$f":"IFERROR(\nIF(C19=$C$6,TRANSPOSE(_xlfn._xlws.FILTER(Daten!$C$159:$C$274,(Daten!$A$159:$A$274=V_GTel!D19)*(Daten!$B$159:$B$274=V_GTel!C19))),\nIF(C19=$C$7,TRANSPOSE(_xlfn._xlws.FILTER(Daten!$D$159:$D$274,(Daten!$A$159:$A$274=V_GTel!D19)*(Daten!$B$159:$B$274=V_GTel!C19))),\nIF(C19=$C$8,TRANSPOSE(_xlfn._xlws.FILTER(Daten!$D$159:$D$274,(Daten!$A$159:$A$274=V_GTel!D19)*(Daten!$B$159:$B$274=V_GTel!C19))),\"\"))),\"\")","v":""}]
[{"$nulls":14},{"$f":"IFERROR(IF(C20=$C$6,_xlfn.XLOOKUP(V_GTel!F20,Daten!$F$157:$I$157,_xlfn.XLOOKUP(V_GTel!C20&V_GTel!D20&V_GTel!E20,Daten!$B$159:$B$274&Daten!$A$159:$A$274&Daten!$C$159:$C$274,Daten!$F$159:$I$274)),\nIF(C20=$C$7,_xlfn.XLOOKUP(V_GTel!C20&V_GTel!D20&V_GTel!E20,Daten!$B$159:$B$274&Daten!$A$159:$A$274&Daten!$D$159:$D$274,Daten!$K$159:$K$274)*I20*_xlfn.XLOOKUP(G20,Daten!$M$157:$O$157,_xlfn.XLOOKUP(V_GTel!C20&V_GTel!D20&V_GTel!E20,Daten!$B$159:$B$274&Daten!$A$159:$A$274&Daten!$D$159:$D$274,Daten!$M$159:$O$274))*_xlfn.XLOOKUP(F20,Daten!$V$157:$Y$157,_xlfn.XLOOKUP(V_GTel!C20&V_GTel!D20&V_GTel!E20,Daten!$B$159:$B$274&Daten!$A$159:$A$274&Daten!$D$159:$D$274,Daten!$V$159:$Y$274)),\nIF(C20=$C$8,_xlfn.XLOOKUP(V_GTel!C20&V_GTel!D20&V_GTel!E20,Daten!$B$159:$B$274&Daten!$A$159:$A$274&Daten!$D$159:$D$274,Daten!$K$159:$K$274)*I20*_xlfn.XLOOKUP(G20,Daten!$M$157:$O$157,_xlfn.XLOOKUP(V_GTel!C20&V_GTel!D20&V_GTel!E20,Daten!$B$159:$B$274&Daten!$A$159:$A$274&Daten!$D$159:$D$274,Daten!$M$159:$O$274))*_xlfn.XLOOKUP(H20,Daten!$Q$157:$T$157,_xlfn.XLOOKUP(V_GTel!C20&V_GTel!D20&V_GTel!E20,Daten!$B$159:$B$274&Daten!$A$159:$A$274&Daten!$D$159:$D$274,Daten!$Q$159:$T$274)),\nIF(C20=$C$9,J20*K20*L20,\n\"\")))),0)","v":""},{"$f":"IFERROR(\nIF(C20=$C$6,TRANSPOSE(_xlfn._xlws.FILTER(Daten!$C$159:$C$274,(Daten!$A$159:$A$274=V_GTel!D20)*(Daten!$B$159:$B$274=V_GTel!C20))),\nIF(C20=$C$7,TRANSPOSE(_xlfn._xlws.FILTER(Daten!$D$159:$D$274,(Daten!$A$159:$A$274=V_GTel!D20)*(Daten!$B$159:$B$274=V_GTel!C20))),\nIF(C20=$C$8,TRANSPOSE(_xlfn._xlws.FILTER(Daten!$D$159:$D$274,(Daten!$A$159:$A$274=V_GTel!D20)*(Daten!$B$159:$B$274=V_GTel!C20))),\"\"))),\"\")","v":""}]
[{"$nulls":14},{"$f":"IFERROR(IF(C21=$C$6,_xlfn.XLOOKUP(V_GTel!F21,Daten!$F$157:$I$157,_xlfn.XLOOKUP(V_GTel!C21&V_GTel!D21&V_GTel!E21,Daten!$B$159:$B$274&Daten!$A$159:$A$274&Daten!$C$159:$C$274,Daten!$F$159:$I$274)),\nIF(C21=$C$7,_xlfn.XLOOKUP(V_GTel!C21&V_GTel!D21&V_GTel!E21,Daten!$B$159:$B$274&Daten!$A$159:$A$274&Daten!$D$159:$D$274,Daten!$K$159:$K$274)*I21*_xlfn.XLOOKUP(G21,Daten!$M$157:$O$157,_xlfn.XLOOKUP(V_GTel!C21&V_GTel!D21&V_GTel!E21,Daten!$B$159:$B$274&Daten!$A$159:$A$274&Daten!$D$159:$D$274,Daten!$M$159:$O$274))*_xlfn.XLOOKUP(F21,Daten!$V$157:$Y$157,_xlfn.XLOOKUP(V_GTel!C21&V_GTel!D21&V_GTel!E21,Daten!$B$159:$B$274&Daten!$A$159:$A$274&Daten!$D$159:$D$274,Daten!$V$159:$Y$274)),\nIF(C21=$C$8,_xlfn.XLOOKUP(V_GTel!C21&V_GTel!D21&V_GTel!E21,Daten!$B$159:$B$274&Daten!$A$159:$A$274&Daten!$D$159:$D$274,Daten!$K$159:$K$274)*I21*_xlfn.XLOOKUP(G21,Daten!$M$157:$O$157,_xlfn.XLOOKUP(V_GTel!C21&V_GTel!D21&V_GTel!E21,Daten!$B$159:$B$274&Daten!$A$159:$A$274&Daten!$D$159:$D$274,Daten!$M$159:$O$274))*_xlfn.XLOOKUP(H21,Daten!$Q$157:$T$157,_xlfn.XLOOKUP(V_GTel!C21&V_GTel!D21&V_GTel!E21,Daten!$B$159:$B$274&Daten!$A$159:$A$274&Daten!$D$159:$D$274,Daten!$Q$159:$T$274)),\nIF(C21=$C$9,J21*K21*L21,\n\"\")))),0)","v":""},{"$f":"IFERROR(\nIF(C21=$C$6,TRANSPOSE(_xlfn._xlws.FILTER(Daten!$C$159:$C$274,(Daten!$A$159:$A$274=V_GTel!D21)*(Daten!$B$159:$B$274=V_GTel!C21))),\nIF(C21=$C$7,TRANSPOSE(_xlfn._xlws.FILTER(Daten!$D$159:$D$274,(Daten!$A$159:$A$274=V_GTel!D21)*(Daten!$B$159:$B$274=V_GTel!C21))),\nIF(C21=$C$8,TRANSPOSE(_xlfn._xlws.FILTER(Daten!$D$159:$D$274,(Daten!$A$159:$A$274=V_GTel!D21)*(Daten!$B$159:$B$274=V_GTel!C21))),\"\"))),\"\")","v":""}]
[{"$nulls":14},{"$f":"IFERROR(IF(C22=$C$6,_xlfn.XLOOKUP(V_GTel!F22,Daten!$F$157:$I$157,_xlfn.XLOOKUP(V_GTel!C22&V_GTel!D22&V_GTel!E22,Daten!$B$159:$B$274&Daten!$A$159:$A$274&Daten!$C$159:$C$274,Daten!$F$159:$I$274)),\nIF(C22=$C$7,_xlfn.XLOOKUP(V_GTel!C22&V_GTel!D22&V_GTel!E22,Daten!$B$159:$B$274&Daten!$A$159:$A$274&Daten!$D$159:$D$274,Daten!$K$159:$K$274)*I22*_xlfn.XLOOKUP(G22,Daten!$M$157:$O$157,_xlfn.XLOOKUP(V_GTel!C22&V_GTel!D22&V_GTel!E22,Daten!$B$159:$B$274&Daten!$A$159:$A$274&Daten!$D$159:$D$274,Daten!$M$159:$O$274))*_xlfn.XLOOKUP(F22,Daten!$V$157:$Y$157,_xlfn.XLOOKUP(V_GTel!C22&V_GTel!D22&V_GTel!E22,Daten!$B$159:$B$274&Daten!$A$159:$A$274&Daten!$D$159:$D$274,Daten!$V$159:$Y$274)),\nIF(C22=$C$8,_xlfn.XLOOKUP(V_GTel!C22&V_GTel!D22&V_GTel!E22,Daten!$B$159:$B$274&Daten!$A$159:$A$274&Daten!$D$159:$D$274,Daten!$K$159:$K$274)*I22*_xlfn.XLOOKUP(G22,Daten!$M$157:$O$157,_xlfn.XLOOKUP(V_GTel!C22&V_GTel!D22&V_GTel!E22,Daten!$B$159:$B$274&Daten!$A$159:$A$274&Daten!$D$159:$D$274,Daten!$M$159:$O$274))*_xlfn.XLOOKUP(H22,Daten!$Q$157:$T$157,_xlfn.XLOOKUP(V_GTel!C22&V_GTel!D22&V_GTel!E22,Daten!$B$159:$B$274&Daten!$A$159:$A$274&Daten!$D$159:$D$274,Daten!$Q$159:$T$274)),\nIF(C22=$C$9,J22*K22*L22,\n\"\")))),0)","v":""},{"$f":"IFERROR(\nIF(C22=$C$6,TRANSPOSE(_xlfn._xlws.FILTER(Daten!$C$159:$C$274,(Daten!$A$159:$A$274=V_GTel!D22)*(Daten!$B$159:$B$274=V_GTel!C22))),\nIF(C22=$C$7,TRANSPOSE(_xlfn._xlws.FILTER(Daten!$D$159:$D$274,(Daten!$A$159:$A$274=V_GTel!D22)*(Daten!$B$159:$B$274=V_GTel!C22))),\nIF(C22=$C$8,TRANSPOSE(_xlfn._xlws.FILTER(Daten!$D$159:$D$274,(Daten!$A$159:$A$274=V_GTel!D22)*(Daten!$B$159:$B$274=V_GTel!C22))),\"\"))),\"\")","v":""}]
[{"$nulls":14},{"$f":"IFERROR(IF(C23=$C$6,_xlfn.XLOOKUP(V_GTel!F23,Daten!$F$157:$I$157,_xlfn.XLOOKUP(V_GTel!C23&V_GTel!D23&V_GTel!E23,Daten!$B$159:$B$274&Daten!$A$159:$A$274&Daten!$C$159:$C$274,Daten!$F$159:$I$274)),\nIF(C23=$C$7,_xlfn.XLOOKUP(V_GTel!C23&V_GTel!D23&V_GTel!E23,Daten!$B$159:$B$274&Daten!$A$159:$A$274&Daten!$D$159:$D$274,Daten!$K$159:$K$274)*I23*_xlfn.XLOOKUP(G23,Daten!$M$157:$O$157,_xlfn.XLOOKUP(V_GTel!C23&V_GTel!D23&V_GTel!E23,Daten!$B$159:$B$274&Daten!$A$159:$A$274&Daten!$D$159:$D$274,Daten!$M$159:$O$274))*_xlfn.XLOOKUP(F23,Daten!$V$157:$Y$157,_xlfn.XLOOKUP(V_GTel!C23&V_GTel!D23&V_GTel!E23,Daten!$B$159:$B$274&Daten!$A$159:$A$274&Daten!$D$159:$D$274,Daten!$V$159:$Y$274)),\nIF(C23=$C$8,_xlfn.XLOOKUP(V_GTel!C23&V_GTel!D23&V_GTel!E23,Daten!$B$159:$B$274&Daten!$A$159:$A$274&Daten!$D$159:$D$274,Daten!$K$159:$K$274)*I23*_xlfn.XLOOKUP(G23,Daten!$M$157:$O$157,_xlfn.XLOOKUP(V_GTel!C23&V_GTel!D23&V_GTel!E23,Daten!$B$159:$B$274&Daten!$A$159:$A$274&Daten!$D$159:$D$274,Daten!$M$159:$O$274))*_xlfn.XLOOKUP(H23,Daten!$Q$157:$T$157,_xlfn.XLOOKUP(V_GTel!C23&V_GTel!D23&V_GTel!E23,Daten!$B$159:$B$274&Daten!$A$159:$A$274&Daten!$D$159:$D$274,Daten!$Q$159:$T$274)),\nIF(C23=$C$9,J23*K23*L23,\n\"\")))),0)","v":""},{"$f":"IFERROR(\nIF(C23=$C$6,TRANSPOSE(_xlfn._xlws.FILTER(Daten!$C$159:$C$274,(Daten!$A$159:$A$274=V_GTel!D23)*(Daten!$B$159:$B$274=V_GTel!C23))),\nIF(C23=$C$7,TRANSPOSE(_xlfn._xlws.FILTER(Daten!$D$159:$D$274,(Daten!$A$159:$A$274=V_GTel!D23)*(Daten!$B$159:$B$274=V_GTel!C23))),\nIF(C23=$C$8,TRANSPOSE(_xlfn._xlws.FILTER(Daten!$D$159:$D$274,(Daten!$A$159:$A$274=V_GTel!D23)*(Daten!$B$159:$B$274=V_GTel!C23))),\"\"))),\"\")","v":""}]
[{"$nulls":14},{"$f":"IFERROR(IF(C24=$C$6,_xlfn.XLOOKUP(V_GTel!F24,Daten!$F$157:$I$157,_xlfn.XLOOKUP(V_GTel!C24&V_GTel!D24&V_GTel!E24,Daten!$B$159:$B$274&Daten!$A$159:$A$274&Daten!$C$159:$C$274,Daten!$F$159:$I$274)),\nIF(C24=$C$7,_xlfn.XLOOKUP(V_GTel!C24&V_GTel!D24&V_GTel!E24,Daten!$B$159:$B$274&Daten!$A$159:$A$274&Daten!$D$159:$D$274,Daten!$K$159:$K$274)*I24*_xlfn.XLOOKUP(G24,Daten!$M$157:$O$157,_xlfn.XLOOKUP(V_GTel!C24&V_GTel!D24&V_GTel!E24,Daten!$B$159:$B$274&Daten!$A$159:$A$274&Daten!$D$159:$D$274,Daten!$M$159:$O$274))*_xlfn.XLOOKUP(F24,Daten!$V$157:$Y$157,_xlfn.XLOOKUP(V_GTel!C24&V_GTel!D24&V_GTel!E24,Daten!$B$159:$B$274&Daten!$A$159:$A$274&Daten!$D$159:$D$274,Daten!$V$159:$Y$274)),\nIF(C24=$C$8,_xlfn.XLOOKUP(V_GTel!C24&V_GTel!D24&V_GTel!E24,Daten!$B$159:$B$274&Daten!$A$159:$A$274&Daten!$D$159:$D$274,Daten!$K$159:$K$274)*I24*_xlfn.XLOOKUP(G24,Daten!$M$157:$O$157,_xlfn.XLOOKUP(V_GTel!C24&V_GTel!D24&V_GTel!E24,Daten!$B$159:$B$274&Daten!$A$159:$A$274&Daten!$D$159:$D$274,Daten!$M$159:$O$274))*_xlfn.XLOOKUP(H24,Daten!$Q$157:$T$157,_xlfn.XLOOKUP(V_GTel!C24&V_GTel!D24&V_GTel!E24,Daten!$B$159:$B$274&Daten!$A$159:$A$274&Daten!$D$159:$D$274,Daten!$Q$159:$T$274)),\nIF(C24=$C$9,J24*K24*L24,\n\"\")))),0)","v":""},{"$f":"IFERROR(\nIF(C24=$C$6,TRANSPOSE(_xlfn._xlws.FILTER(Daten!$C$159:$C$274,(Daten!$A$159:$A$274=V_GTel!D24)*(Daten!$B$159:$B$274=V_GTel!C24))),\nIF(C24=$C$7,TRANSPOSE(_xlfn._xlws.FILTER(Daten!$D$159:$D$274,(Daten!$A$159:$A$274=V_GTel!D24)*(Daten!$B$159:$B$274=V_GTel!C24))),\nIF(C24=$C$8,TRANSPOSE(_xlfn._xlws.FILTER(Daten!$D$159:$D$274,(Daten!$A$159:$A$274=V_GTel!D24)*(Daten!$B$159:$B$274=V_GTel!C24))),\"\"))),\"\")","v":""}]
[{"$nulls":14},{"$f":"IFERROR(IF(C25=$C$6,_xlfn.XLOOKUP(V_GTel!F25,Daten!$F$157:$I$157,_xlfn.XLOOKUP(V_GTel!C25&V_GTel!D25&V_GTel!E25,Daten!$B$159:$B$274&Daten!$A$159:$A$274&Daten!$C$159:$C$274,Daten!$F$159:$I$274)),\nIF(C25=$C$7,_xlfn.XLOOKUP(V_GTel!C25&V_GTel!D25&V_GTel!E25,Daten!$B$159:$B$274&Daten!$A$159:$A$274&Daten!$D$159:$D$274,Daten!$K$159:$K$274)*I25*_xlfn.XLOOKUP(G25,Daten!$M$157:$O$157,_xlfn.XLOOKUP(V_GTel!C25&V_GTel!D25&V_GTel!E25,Daten!$B$159:$B$274&Daten!$A$159:$A$274&Daten!$D$159:$D$274,Daten!$M$159:$O$274))*_xlfn.XLOOKUP(F25,Daten!$V$157:$Y$157,_xlfn.XLOOKUP(V_GTel!C25&V_GTel!D25&V_GTel!E25,Daten!$B$159:$B$274&Daten!$A$159:$A$274&Daten!$D$159:$D$274,Daten!$V$159:$Y$274)),\nIF(C25=$C$8,_xlfn.XLOOKUP(V_GTel!C25&V_GTel!D25&V_GTel!E25,Daten!$B$159:$B$274&Daten!$A$159:$A$274&Daten!$D$159:$D$274,Daten!$K$159:$K$274)*I25*_xlfn.XLOOKUP(G25,Daten!$M$157:$O$157,_xlfn.XLOOKUP(V_GTel!C25&V_GTel!D25&V_GTel!E25,Daten!$B$159:$B$274&Daten!$A$159:$A$274&Daten!$D$159:$D$274,Daten!$M$159:$O$274))*_xlfn.XLOOKUP(H25,Daten!$Q$157:$T$157,_xlfn.XLOOKUP(V_GTel!C25&V_GTel!D25&V_GTel!E25,Daten!$B$159:$B$274&Daten!$A$159:$A$274&Daten!$D$159:$D$274,Daten!$Q$159:$T$274)),\nIF(C25=$C$9,J25*K25*L25,\n\"\")))),0)","v":""},{"$f":"IFERROR(\nIF(C25=$C$6,TRANSPOSE(_xlfn._xlws.FILTER(Daten!$C$159:$C$274,(Daten!$A$159:$A$274=V_GTel!D25)*(Daten!$B$159:$B$274=V_GTel!C25))),\nIF(C25=$C$7,TRANSPOSE(_xlfn._xlws.FILTER(Daten!$D$159:$D$274,(Daten!$A$159:$A$274=V_GTel!D25)*(Daten!$B$159:$B$274=V_GTel!C25))),\nIF(C25=$C$8,TRANSPOSE(_xlfn._xlws.FILTER(Daten!$D$159:$D$274,(Daten!$A$159:$A$274=V_GTel!D25)*(Daten!$B$159:$B$274=V_GTel!C25))),\"\"))),\"\")","v":""}]
[{"$nulls":14},{"$f":"IFERROR(IF(C26=$C$6,_xlfn.XLOOKUP(V_GTel!F26,Daten!$F$157:$I$157,_xlfn.XLOOKUP(V_GTel!C26&V_GTel!D26&V_GTel!E26,Daten!$B$159:$B$274&Daten!$A$159:$A$274&Daten!$C$159:$C$274,Daten!$F$159:$I$274)),\nIF(C26=$C$7,_xlfn.XLOOKUP(V_GTel!C26&V_GTel!D26&V_GTel!E26,Daten!$B$159:$B$274&Daten!$A$159:$A$274&Daten!$D$159:$D$274,Daten!$K$159:$K$274)*I26*_xlfn.XLOOKUP(G26,Daten!$M$157:$O$157,_xlfn.XLOOKUP(V_GTel!C26&V_GTel!D26&V_GTel!E26,Daten!$B$159:$B$274&Daten!$A$159:$A$274&Daten!$D$159:$D$274,Daten!$M$159:$O$274))*_xlfn.XLOOKUP(F26,Daten!$V$157:$Y$157,_xlfn.XLOOKUP(V_GTel!C26&V_GTel!D26&V_GTel!E26,Daten!$B$159:$B$274&Daten!$A$159:$A$274&Daten!$D$159:$D$274,Daten!$V$159:$Y$274)),\nIF(C26=$C$8,_xlfn.XLOOKUP(V_GTel!C26&V_GTel!D26&V_GTel!E26,Daten!$B$159:$B$274&Daten!$A$159:$A$274&Daten!$D$159:$D$274,Daten!$K$159:$K$274)*I26*_xlfn.XLOOKUP(G26,Daten!$M$157:$O$157,_xlfn.XLOOKUP(V_GTel!C26&V_GTel!D26&V_GTel!E26,Daten!$B$159:$B$274&Daten!$A$159:$A$274&Daten!$D$159:$D$274,Daten!$M$159:$O$274))*_xlfn.XLOOKUP(H26,Daten!$Q$157:$T$157,_xlfn.XLOOKUP(V_GTel!C26&V_GTel!D26&V_GTel!E26,Daten!$B$159:$B$274&Daten!$A$159:$A$274&Daten!$D$159:$D$274,Daten!$Q$159:$T$274)),\nIF(C26=$C$9,J26*K26*L26,\n\"\")))),0)","v":""},{"$f":"IFERROR(\nIF(C26=$C$6,TRANSPOSE(_xlfn._xlws.FILTER(Daten!$C$159:$C$274,(Daten!$A$159:$A$274=V_GTel!D26)*(Daten!$B$159:$B$274=V_GTel!C26))),\nIF(C26=$C$7,TRANSPOSE(_xlfn._xlws.FILTER(Daten!$D$159:$D$274,(Daten!$A$159:$A$274=V_GTel!D26)*(Daten!$B$159:$B$274=V_GTel!C26))),\nIF(C26=$C$8,TRANSPOSE(_xlfn._xlws.FILTER(Daten!$D$159:$D$274,(Daten!$A$159:$A$274=V_GTel!D26)*(Daten!$B$159:$B$274=V_GTel!C26))),\"\"))),\"\")","v":""}]
[{"$nulls":14},{"$f":"IFERROR(IF(C27=$C$6,_xlfn.XLOOKUP(V_GTel!F27,Daten!$F$157:$I$157,_xlfn.XLOOKUP(V_GTel!C27&V_GTel!D27&V_GTel!E27,Daten!$B$159:$B$274&Daten!$A$159:$A$274&Daten!$C$159:$C$274,Daten!$F$159:$I$274)),\nIF(C27=$C$7,_xlfn.XLOOKUP(V_GTel!C27&V_GTel!D27&V_GTel!E27,Daten!$B$159:$B$274&Daten!$A$159:$A$274&Daten!$D$159:$D$274,Daten!$K$159:$K$274)*I27*_xlfn.XLOOKUP(G27,Daten!$M$157:$O$157,_xlfn.XLOOKUP(V_GTel!C27&V_GTel!D27&V_GTel!E27,Daten!$B$159:$B$274&Daten!$A$159:$A$274&Daten!$D$159:$D$274,Daten!$M$159:$O$274))*_xlfn.XLOOKUP(F27,Daten!$V$157:$Y$157,_xlfn.XLOOKUP(V_GTel!C27&V_GTel!D27&V_GTel!E27,Daten!$B$159:$B$274&Daten!$A$159:$A$274&Daten!$D$159:$D$274,Daten!$V$159:$Y$274)),\nIF(C27=$C$8,_xlfn.XLOOKUP(V_GTel!C27&V_GTel!D27&V_GTel!E27,Daten!$B$159:$B$274&Daten!$A$159:$A$274&Daten!$D$159:$D$274,Daten!$K$159:$K$274)*I27*_xlfn.XLOOKUP(G27,Daten!$M$157:$O$157,_xlfn.XLOOKUP(V_GTel!C27&V_GTel!D27&V_GTel!E27,Daten!$B$159:$B$274&Daten!$A$159:$A$274&Daten!$D$159:$D$274,Daten!$M$159:$O$274))*_xlfn.XLOOKUP(H27,Daten!$Q$157:$T$157,_xlfn.XLOOKUP(V_GTel!C27&V_GTel!D27&V_GTel!E27,Daten!$B$159:$B$274&Daten!$A$159:$A$274&Daten!$D$159:$D$274,Daten!$Q$159:$T$274)),\nIF(C27=$C$9,J27*K27*L27,\n\"\")))),0)","v":""},{"$f":"IFERROR(\nIF(C27=$C$6,TRANSPOSE(_xlfn._xlws.FILTER(Daten!$C$159:$C$274,(Daten!$A$159:$A$274=V_GTel!D27)*(Daten!$B$159:$B$274=V_GTel!C27))),\nIF(C27=$C$7,TRANSPOSE(_xlfn._xlws.FILTER(Daten!$D$159:$D$274,(Daten!$A$159:$A$274=V_GTel!D27)*(Daten!$B$159:$B$274=V_GTel!C27))),\nIF(C27=$C$8,TRANSPOSE(_xlfn._xlws.FILTER(Daten!$D$159:$D$274,(Daten!$A$159:$A$274=V_GTel!D27)*(Daten!$B$159:$B$274=V_GTel!C27))),\"\"))),\"\")","v":""}]
[{"$nulls":14},{"$f":"IFERROR(IF(C28=$C$6,_xlfn.XLOOKUP(V_GTel!F28,Daten!$F$157:$I$157,_xlfn.XLOOKUP(V_GTel!C28&V_GTel!D28&V_GTel!E28,Daten!$B$159:$B$274&Daten!$A$159:$A$274&Daten!$C$159:$C$274,Daten!$F$159:$I$274)),\nIF(C28=$C$7,_xlfn.XLOOKUP(V_GTel!C28&V_GTel!D28&V_GTel!E28,Daten!$B$159:$B$274&Daten!$A$159:$A$274&Daten!$D$159:$D$274,Daten!$K$159:$K$274)*I28*_xlfn.XLOOKUP(G28,Daten!$M$157:$O$157,_xlfn.XLOOKUP(V_GTel!C28&V_GTel!D28&V_GTel!E28,Daten!$B$159:$B$274&Daten!$A$159:$A$274&Daten!$D$159:$D$274,Daten!$M$159:$O$274))*_xlfn.XLOOKUP(F28,Daten!$V$157:$Y$157,_xlfn.XLOOKUP(V_GTel!C28&V_GTel!D28&V_GTel!E28,Daten!$B$159:$B$274&Daten!$A$159:$A$274&Daten!$D$159:$D$274,Daten!$V$159:$Y$274)),\nIF(C28=$C$8,_xlfn.XLOOKUP(V_GTel!C28&V_GTel!D28&V_GTel!E28,Daten!$B$159:$B$274&Daten!$A$159:$A$274&Daten!$D$159:$D$274,Daten!$K$159:$K$274)*I28*_xlfn.XLOOKUP(G28,Daten!$M$157:$O$157,_xlfn.XLOOKUP(V_GTel!C28&V_GTel!D28&V_GTel!E28,Daten!$B$159:$B$274&Daten!$A$159:$A$274&Daten!$D$159:$D$274,Daten!$M$159:$O$274))*_xlfn.XLOOKUP(H28,Daten!$Q$157:$T$157,_xlfn.XLOOKUP(V_GTel!C28&V_GTel!D28&V_GTel!E28,Daten!$B$159:$B$274&Daten!$A$159:$A$274&Daten!$D$159:$D$274,Daten!$Q$159:$T$274)),\nIF(C28=$C$9,J28*K28*L28,\n\"\")))),0)","v":""},{"$f":"IFERROR(\nIF(C28=$C$6,TRANSPOSE(_xlfn._xlws.FILTER(Daten!$C$159:$C$274,(Daten!$A$159:$A$274=V_GTel!D28)*(Daten!$B$159:$B$274=V_GTel!C28))),\nIF(C28=$C$7,TRANSPOSE(_xlfn._xlws.FILTER(Daten!$D$159:$D$274,(Daten!$A$159:$A$274=V_GTel!D28)*(Daten!$B$159:$B$274=V_GTel!C28))),\nIF(C28=$C$8,TRANSPOSE(_xlfn._xlws.FILTER(Daten!$D$159:$D$274,(Daten!$A$159:$A$274=V_GTel!D28)*(Daten!$B$159:$B$274=V_GTel!C28))),\"\"))),\"\")","v":""}]
[{"$nulls":14},{"$f":"IFERROR(IF(C29=$C$6,_xlfn.XLOOKUP(V_GTel!F29,Daten!$F$157:$I$157,_xlfn.XLOOKUP(V_GTel!C29&V_GTel!D29&V_GTel!E29,Daten!$B$159:$B$274&Daten!$A$159:$A$274&Daten!$C$159:$C$274,Daten!$F$159:$I$274)),\nIF(C29=$C$7,_xlfn.XLOOKUP(V_GTel!C29&V_GTel!D29&V_GTel!E29,Daten!$B$159:$B$274&Daten!$A$159:$A$274&Daten!$D$159:$D$274,Daten!$K$159:$K$274)*I29*_xlfn.XLOOKUP(G29,Daten!$M$157:$O$157,_xlfn.XLOOKUP(V_GTel!C29&V_GTel!D29&V_GTel!E29,Daten!$B$159:$B$274&Daten!$A$159:$A$274&Daten!$D$159:$D$274,Daten!$M$159:$O$274))*_xlfn.XLOOKUP(F29,Daten!$V$157:$Y$157,_xlfn.XLOOKUP(V_GTel!C29&V_GTel!D29&V_GTel!E29,Daten!$B$159:$B$274&Daten!$A$159:$A$274&Daten!$D$159:$D$274,Daten!$V$159:$Y$274)),\nIF(C29=$C$8,_xlfn.XLOOKUP(V_GTel!C29&V_GTel!D29&V_GTel!E29,Daten!$B$159:$B$274&Daten!$A$159:$A$274&Daten!$D$159:$D$274,Daten!$K$159:$K$274)*I29*_xlfn.XLOOKUP(G29,Daten!$M$157:$O$157,_xlfn.XLOOKUP(V_GTel!C29&V_GTel!D29&V_GTel!E29,Daten!$B$159:$B$274&Daten!$A$159:$A$274&Daten!$D$159:$D$274,Daten!$M$159:$O$274))*_xlfn.XLOOKUP(H29,Daten!$Q$157:$T$157,_xlfn.XLOOKUP(V_GTel!C29&V_GTel!D29&V_GTel!E29,Daten!$B$159:$B$274&Daten!$A$159:$A$274&Daten!$D$159:$D$274,Daten!$Q$159:$T$274)),\nIF(C29=$C$9,J29*K29*L29,\n\"\")))),0)","v":""},{"$f":"IFERROR(\nIF(C29=$C$6,TRANSPOSE(_xlfn._xlws.FILTER(Daten!$C$159:$C$274,(Daten!$A$159:$A$274=V_GTel!D29)*(Daten!$B$159:$B$274=V_GTel!C29))),\nIF(C29=$C$7,TRANSPOSE(_xlfn._xlws.FILTER(Daten!$D$159:$D$274,(Daten!$A$159:$A$274=V_GTel!D29)*(Daten!$B$159:$B$274=V_GTel!C29))),\nIF(C29=$C$8,TRANSPOSE(_xlfn._xlws.FILTER(Daten!$D$159:$D$274,(Daten!$A$159:$A$274=V_GTel!D29)*(Daten!$B$159:$B$274=V_GTel!C29))),\"\"))),\"\")","v":""}]
[{"$nulls":14},{"$f":"IFERROR(IF(C30=$C$6,_xlfn.XLOOKUP(V_GTel!F30,Daten!$F$157:$I$157,_xlfn.XLOOKUP(V_GTel!C30&V_GTel!D30&V_GTel!E30,Daten!$B$159:$B$274&Daten!$A$159:$A$274&Daten!$C$159:$C$274,Daten!$F$159:$I$274)),\nIF(C30=$C$7,_xlfn.XLOOKUP(V_GTel!C30&V_GTel!D30&V_GTel!E30,Daten!$B$159:$B$274&Daten!$A$159:$A$274&Daten!$D$159:$D$274,Daten!$K$159:$K$274)*I30*_xlfn.XLOOKUP(G30,Daten!$M$157:$O$157,_xlfn.XLOOKUP(V_GTel!C30&V_GTel!D30&V_GTel!E30,Daten!$B$159:$B$274&Daten!$A$159:$A$274&Daten!$D$159:$D$274,Daten!$M$159:$O$274))*_xlfn.XLOOKUP(F30,Daten!$V$157:$Y$157,_xlfn.XLOOKUP(V_GTel!C30&V_GTel!D30&V_GTel!E30,Daten!$B$159:$B$274&Daten!$A$159:$A$274&Daten!$D$159:$D$274,Daten!$V$159:$Y$274)),\nIF(C30=$C$8,_xlfn.XLOOKUP(V_GTel!C30&V_GTel!D30&V_GTel!E30,Daten!$B$159:$B$274&Daten!$A$159:$A$274&Daten!$D$159:$D$274,Daten!$K$159:$K$274)*I30*_xlfn.XLOOKUP(G30,Daten!$M$157:$O$157,_xlfn.XLOOKUP(V_GTel!C30&V_GTel!D30&V_GTel!E30,Daten!$B$159:$B$274&Daten!$A$159:$A$274&Daten!$D$159:$D$274,Daten!$M$159:$O$274))*_xlfn.XLOOKUP(H30,Daten!$Q$157:$T$157,_xlfn.XLOOKUP(V_GTel!C30&V_GTel!D30&V_GTel!E30,Daten!$B$159:$B$274&Daten!$A$159:$A$274&Daten!$D$159:$D$274,Daten!$Q$159:$T$274)),\nIF(C30=$C$9,J30*K30*L30,\n\"\")))),0)","v":""},{"$f":"IFERROR(\nIF(C30=$C$6,TRANSPOSE(_xlfn._xlws.FILTER(Daten!$C$159:$C$274,(Daten!$A$159:$A$274=V_GTel!D30)*(Daten!$B$159:$B$274=V_GTel!C30))),\nIF(C30=$C$7,TRANSPOSE(_xlfn._xlws.FILTER(Daten!$D$159:$D$274,(Daten!$A$159:$A$274=V_GTel!D30)*(Daten!$B$159:$B$274=V_GTel!C30))),\nIF(C30=$C$8,TRANSPOSE(_xlfn._xlws.FILTER(Daten!$D$159:$D$274,(Daten!$A$159:$A$274=V_GTel!D30)*(Daten!$B$159:$B$274=V_GTel!C30))),\"\"))),\"\")","v":""}]
[{"$nulls":14},{"$f":"IFERROR(IF(C31=$C$6,_xlfn.XLOOKUP(V_GTel!F31,Daten!$F$157:$I$157,_xlfn.XLOOKUP(V_GTel!C31&V_GTel!D31&V_GTel!E31,Daten!$B$159:$B$274&Daten!$A$159:$A$274&Daten!$C$159:$C$274,Daten!$F$159:$I$274)),\nIF(C31=$C$7,_xlfn.XLOOKUP(V_GTel!C31&V_GTel!D31&V_GTel!E31,Daten!$B$159:$B$274&Daten!$A$159:$A$274&Daten!$D$159:$D$274,Daten!$K$159:$K$274)*I31*_xlfn.XLOOKUP(G31,Daten!$M$157:$O$157,_xlfn.XLOOKUP(V_GTel!C31&V_GTel!D31&V_GTel!E31,Daten!$B$159:$B$274&Daten!$A$159:$A$274&Daten!$D$159:$D$274,Daten!$M$159:$O$274))*_xlfn.XLOOKUP(F31,Daten!$V$157:$Y$157,_xlfn.XLOOKUP(V_GTel!C31&V_GTel!D31&V_GTel!E31,Daten!$B$159:$B$274&Daten!$A$159:$A$274&Daten!$D$159:$D$274,Daten!$V$159:$Y$274)),\nIF(C31=$C$8,_xlfn.XLOOKUP(V_GTel!C31&V_GTel!D31&V_GTel!E31,Daten!$B$159:$B$274&Daten!$A$159:$A$274&Daten!$D$159:$D$274,Daten!$K$159:$K$274)*I31*_xlfn.XLOOKUP(G31,Daten!$M$157:$O$157,_xlfn.XLOOKUP(V_GTel!C31&V_GTel!D31&V_GTel!E31,Daten!$B$159:$B$274&Daten!$A$159:$A$274&Daten!$D$159:$D$274,Daten!$M$159:$O$274))*_xlfn.XLOOKUP(H31,Daten!$Q$157:$T$157,_xlfn.XLOOKUP(V_GTel!C31&V_GTel!D31&V_GTel!E31,Daten!$B$159:$B$274&Daten!$A$159:$A$274&Daten!$D$159:$D$274,Daten!$Q$159:$T$274)),\nIF(C31=$C$9,J31*K31*L31,\n\"\")))),0)","v":""},{"$f":"IFERROR(\nIF(C31=$C$6,TRANSPOSE(_xlfn._xlws.FILTER(Daten!$C$159:$C$274,(Daten!$A$159:$A$274=V_GTel!D31)*(Daten!$B$159:$B$274=V_GTel!C31))),\nIF(C31=$C$7,TRANSPOSE(_xlfn._xlws.FILTER(Daten!$D$159:$D$274,(Daten!$A$159:$A$274=V_GTel!D31)*(Daten!$B$159:$B$274=V_GTel!C31))),\nIF(C31=$C$8,TRANSPOSE(_xlfn._xlws.FILTER(Daten!$D$159:$D$274,(Daten!$A$159:$A$274=V_GTel!D31)*(Daten!$B$159:$B$274=V_GTel!C31))),\"\"))),\"\")","v":""}]
[{"$nulls":14},{"$f":"IFERROR(IF(C32=$C$6,_xlfn.XLOOKUP(V_GTel!F32,Daten!$F$157:$I$157,_xlfn.XLOOKUP(V_GTel!C32&V_GTel!D32&V_GTel!E32,Daten!$B$159:$B$274&Daten!$A$159:$A$274&Daten!$C$159:$C$274,Daten!$F$159:$I$274)),\nIF(C32=$C$7,_xlfn.XLOOKUP(V_GTel!C32&V_GTel!D32&V_GTel!E32,Daten!$B$159:$B$274&Daten!$A$159:$A$274&Daten!$D$159:$D$274,Daten!$K$159:$K$274)*I32*_xlfn.XLOOKUP(G32,Daten!$M$157:$O$157,_xlfn.XLOOKUP(V_GTel!C32&V_GTel!D32&V_GTel!E32,Daten!$B$159:$B$274&Daten!$A$159:$A$274&Daten!$D$159:$D$274,Daten!$M$159:$O$274))*_xlfn.XLOOKUP(F32,Daten!$V$157:$Y$157,_xlfn.XLOOKUP(V_GTel!C32&V_GTel!D32&V_GTel!E32,Daten!$B$159:$B$274&Daten!$A$159:$A$274&Daten!$D$159:$D$274,Daten!$V$159:$Y$274)),\nIF(C32=$C$8,_xlfn.XLOOKUP(V_GTel!C32&V_GTel!D32&V_GTel!E32,Daten!$B$159:$B$274&Daten!$A$159:$A$274&Daten!$D$159:$D$274,Daten!$K$159:$K$274)*I32*_xlfn.XLOOKUP(G32,Daten!$M$157:$O$157,_xlfn.XLOOKUP(V_GTel!C32&V_GTel!D32&V_GTel!E32,Daten!$B$159:$B$274&Daten!$A$159:$A$274&Daten!$D$159:$D$274,Daten!$M$159:$O$274))*_xlfn.XLOOKUP(H32,Daten!$Q$157:$T$157,_xlfn.XLOOKUP(V_GTel!C32&V_GTel!D32&V_GTel!E32,Daten!$B$159:$B$274&Daten!$A$159:$A$274&Daten!$D$159:$D$274,Daten!$Q$159:$T$274)),\nIF(C32=$C$9,J32*K32*L32,\n\"\")))),0)","v":""},{"$f":"IFERROR(\nIF(C32=$C$6,TRANSPOSE(_xlfn._xlws.FILTER(Daten!$C$159:$C$274,(Daten!$A$159:$A$274=V_GTel!D32)*(Daten!$B$159:$B$274=V_GTel!C32))),\nIF(C32=$C$7,TRANSPOSE(_xlfn._xlws.FILTER(Daten!$D$159:$D$274,(Daten!$A$159:$A$274=V_GTel!D32)*(Daten!$B$159:$B$274=V_GTel!C32))),\nIF(C32=$C$8,TRANSPOSE(_xlfn._xlws.FILTER(Daten!$D$159:$D$274,(Daten!$A$159:$A$274=V_GTel!D32)*(Daten!$B$159:$B$274=V_GTel!C32))),\"\"))),\"\")","v":""}]
[{"$nulls":14},{"$f":"IFERROR(IF(C33=$C$6,_xlfn.XLOOKUP(V_GTel!F33,Daten!$F$157:$I$157,_xlfn.XLOOKUP(V_GTel!C33&V_GTel!D33&V_GTel!E33,Daten!$B$159:$B$274&Daten!$A$159:$A$274&Daten!$C$159:$C$274,Daten!$F$159:$I$274)),\nIF(C33=$C$7,_xlfn.XLOOKUP(V_GTel!C33&V_GTel!D33&V_GTel!E33,Daten!$B$159:$B$274&Daten!$A$159:$A$274&Daten!$D$159:$D$274,Daten!$K$159:$K$274)*I33*_xlfn.XLOOKUP(G33,Daten!$M$157:$O$157,_xlfn.XLOOKUP(V_GTel!C33&V_GTel!D33&V_GTel!E33,Daten!$B$159:$B$274&Daten!$A$159:$A$274&Daten!$D$159:$D$274,Daten!$M$159:$O$274))*_xlfn.XLOOKUP(F33,Daten!$V$157:$Y$157,_xlfn.XLOOKUP(V_GTel!C33&V_GTel!D33&V_GTel!E33,Daten!$B$159:$B$274&Daten!$A$159:$A$274&Daten!$D$159:$D$274,Daten!$V$159:$Y$274)),\nIF(C33=$C$8,_xlfn.XLOOKUP(V_GTel!C33&V_GTel!D33&V_GTel!E33,Daten!$B$159:$B$274&Daten!$A$159:$A$274&Daten!$D$159:$D$274,Daten!$K$159:$K$274)*I33*_xlfn.XLOOKUP(G33,Daten!$M$157:$O$157,_xlfn.XLOOKUP(V_GTel!C33&V_GTel!D33&V_GTel!E33,Daten!$B$159:$B$274&Daten!$A$159:$A$274&Daten!$D$159:$D$274,Daten!$M$159:$O$274))*_xlfn.XLOOKUP(H33,Daten!$Q$157:$T$157,_xlfn.XLOOKUP(V_GTel!C33&V_GTel!D33&V_GTel!E33,Daten!$B$159:$B$274&Daten!$A$159:$A$274&Daten!$D$159:$D$274,Daten!$Q$159:$T$274)),\nIF(C33=$C$9,J33*K33*L33,\n\"\")))),0)","v":""},{"$f":"IFERROR(\nIF(C33=$C$6,TRANSPOSE(_xlfn._xlws.FILTER(Daten!$C$159:$C$274,(Daten!$A$159:$A$274=V_GTel!D33)*(Daten!$B$159:$B$274=V_GTel!C33))),\nIF(C33=$C$7,TRANSPOSE(_xlfn._xlws.FILTER(Daten!$D$159:$D$274,(Daten!$A$159:$A$274=V_GTel!D33)*(Daten!$B$159:$B$274=V_GTel!C33))),\nIF(C33=$C$8,TRANSPOSE(_xlfn._xlws.FILTER(Daten!$D$159:$D$274,(Daten!$A$159:$A$274=V_GTel!D33)*(Daten!$B$159:$B$274=V_GTel!C33))),\"\"))),\"\")","v":""}]
[{"$nulls":14},{"$f":"IFERROR(IF(C34=$C$6,_xlfn.XLOOKUP(V_GTel!F34,Daten!$F$157:$I$157,_xlfn.XLOOKUP(V_GTel!C34&V_GTel!D34&V_GTel!E34,Daten!$B$159:$B$274&Daten!$A$159:$A$274&Daten!$C$159:$C$274,Daten!$F$159:$I$274)),\nIF(C34=$C$7,_xlfn.XLOOKUP(V_GTel!C34&V_GTel!D34&V_GTel!E34,Daten!$B$159:$B$274&Daten!$A$159:$A$274&Daten!$D$159:$D$274,Daten!$K$159:$K$274)*I34*_xlfn.XLOOKUP(G34,Daten!$M$157:$O$157,_xlfn.XLOOKUP(V_GTel!C34&V_GTel!D34&V_GTel!E34,Daten!$B$159:$B$274&Daten!$A$159:$A$274&Daten!$D$159:$D$274,Daten!$M$159:$O$274))*_xlfn.XLOOKUP(F34,Daten!$V$157:$Y$157,_xlfn.XLOOKUP(V_GTel!C34&V_GTel!D34&V_GTel!E34,Daten!$B$159:$B$274&Daten!$A$159:$A$274&Daten!$D$159:$D$274,Daten!$V$159:$Y$274)),\nIF(C34=$C$8,_xlfn.XLOOKUP(V_GTel!C34&V_GTel!D34&V_GTel!E34,Daten!$B$159:$B$274&Daten!$A$159:$A$274&Daten!$D$159:$D$274,Daten!$K$159:$K$274)*I34*_xlfn.XLOOKUP(G34,Daten!$M$157:$O$157,_xlfn.XLOOKUP(V_GTel!C34&V_GTel!D34&V_GTel!E34,Daten!$B$159:$B$274&Daten!$A$159:$A$274&Daten!$D$159:$D$274,Daten!$M$159:$O$274))*_xlfn.XLOOKUP(H34,Daten!$Q$157:$T$157,_xlfn.XLOOKUP(V_GTel!C34&V_GTel!D34&V_GTel!E34,Daten!$B$159:$B$274&Daten!$A$159:$A$274&Daten!$D$159:$D$274,Daten!$Q$159:$T$274)),\nIF(C34=$C$9,J34*K34*L34,\n\"\")))),0)","v":""},{"$f":"IFERROR(\nIF(C34=$C$6,TRANSPOSE(_xlfn._xlws.FILTER(Daten!$C$159:$C$274,(Daten!$A$159:$A$274=V_GTel!D34)*(Daten!$B$159:$B$274=V_GTel!C34))),\nIF(C34=$C$7,TRANSPOSE(_xlfn._xlws.FILTER(Daten!$D$159:$D$274,(Daten!$A$159:$A$274=V_GTel!D34)*(Daten!$B$159:$B$274=V_GTel!C34))),\nIF(C34=$C$8,TRANSPOSE(_xlfn._xlws.FILTER(Daten!$D$159:$D$274,(Daten!$A$159:$A$274=V_GTel!D34)*(Daten!$B$159:$B$274=V_GTel!C34))),\"\"))),\"\")","v":""}]
[{"$nulls":14},{"$f":"IFERROR(IF(C35=$C$6,_xlfn.XLOOKUP(V_GTel!F35,Daten!$F$157:$I$157,_xlfn.XLOOKUP(V_GTel!C35&V_GTel!D35&V_GTel!E35,Daten!$B$159:$B$274&Daten!$A$159:$A$274&Daten!$C$159:$C$274,Daten!$F$159:$I$274)),\nIF(C35=$C$7,_xlfn.XLOOKUP(V_GTel!C35&V_GTel!D35&V_GTel!E35,Daten!$B$159:$B$274&Daten!$A$159:$A$274&Daten!$D$159:$D$274,Daten!$K$159:$K$274)*I35*_xlfn.XLOOKUP(G35,Daten!$M$157:$O$157,_xlfn.XLOOKUP(V_GTel!C35&V_GTel!D35&V_GTel!E35,Daten!$B$159:$B$274&Daten!$A$159:$A$274&Daten!$D$159:$D$274,Daten!$M$159:$O$274))*_xlfn.XLOOKUP(F35,Daten!$V$157:$Y$157,_xlfn.XLOOKUP(V_GTel!C35&V_GTel!D35&V_GTel!E35,Daten!$B$159:$B$274&Daten!$A$159:$A$274&Daten!$D$159:$D$274,Daten!$V$159:$Y$274)),\nIF(C35=$C$8,_xlfn.XLOOKUP(V_GTel!C35&V_GTel!D35&V_GTel!E35,Daten!$B$159:$B$274&Daten!$A$159:$A$274&Daten!$D$159:$D$274,Daten!$K$159:$K$274)*I35*_xlfn.XLOOKUP(G35,Daten!$M$157:$O$157,_xlfn.XLOOKUP(V_GTel!C35&V_GTel!D35&V_GTel!E35,Daten!$B$159:$B$274&Daten!$A$159:$A$274&Daten!$D$159:$D$274,Daten!$M$159:$O$274))*_xlfn.XLOOKUP(H35,Daten!$Q$157:$T$157,_xlfn.XLOOKUP(V_GTel!C35&V_GTel!D35&V_GTel!E35,Daten!$B$159:$B$274&Daten!$A$159:$A$274&Daten!$D$159:$D$274,Daten!$Q$159:$T$274)),\nIF(C35=$C$9,J35*K35*L35,\n\"\")))),0)","v":""},{"$f":"IFERROR(\nIF(C35=$C$6,TRANSPOSE(_xlfn._xlws.FILTER(Daten!$C$159:$C$274,(Daten!$A$159:$A$274=V_GTel!D35)*(Daten!$B$159:$B$274=V_GTel!C35))),\nIF(C35=$C$7,TRANSPOSE(_xlfn._xlws.FILTER(Daten!$D$159:$D$274,(Daten!$A$159:$A$274=V_GTel!D35)*(Daten!$B$159:$B$274=V_GTel!C35))),\nIF(C35=$C$8,TRANSPOSE(_xlfn._xlws.FILTER(Daten!$D$159:$D$274,(Daten!$A$159:$A$274=V_GTel!D35)*(Daten!$B$159:$B$274=V_GTel!C35))),\"\"))),\"\")","v":""}]
[{"$nulls":14},{"$f":"IFERROR(IF(C36=$C$6,_xlfn.XLOOKUP(V_GTel!F36,Daten!$F$157:$I$157,_xlfn.XLOOKUP(V_GTel!C36&V_GTel!D36&V_GTel!E36,Daten!$B$159:$B$274&Daten!$A$159:$A$274&Daten!$C$159:$C$274,Daten!$F$159:$I$274)),\nIF(C36=$C$7,_xlfn.XLOOKUP(V_GTel!C36&V_GTel!D36&V_GTel!E36,Daten!$B$159:$B$274&Daten!$A$159:$A$274&Daten!$D$159:$D$274,Daten!$K$159:$K$274)*I36*_xlfn.XLOOKUP(G36,Daten!$M$157:$O$157,_xlfn.XLOOKUP(V_GTel!C36&V_GTel!D36&V_GTel!E36,Daten!$B$159:$B$274&Daten!$A$159:$A$274&Daten!$D$159:$D$274,Daten!$M$159:$O$274))*_xlfn.XLOOKUP(F36,Daten!$V$157:$Y$157,_xlfn.XLOOKUP(V_GTel!C36&V_GTel!D36&V_GTel!E36,Daten!$B$159:$B$274&Daten!$A$159:$A$274&Daten!$D$159:$D$274,Daten!$V$159:$Y$274)),\nIF(C36=$C$8,_xlfn.XLOOKUP(V_GTel!C36&V_GTel!D36&V_GTel!E36,Daten!$B$159:$B$274&Daten!$A$159:$A$274&Daten!$D$159:$D$274,Daten!$K$159:$K$274)*I36*_xlfn.XLOOKUP(G36,Daten!$M$157:$O$157,_xlfn.XLOOKUP(V_GTel!C36&V_GTel!D36&V_GTel!E36,Daten!$B$159:$B$274&Daten!$A$159:$A$274&Daten!$D$159:$D$274,Daten!$M$159:$O$274))*_xlfn.XLOOKUP(H36,Daten!$Q$157:$T$157,_xlfn.XLOOKUP(V_GTel!C36&V_GTel!D36&V_GTel!E36,Daten!$B$159:$B$274&Daten!$A$159:$A$274&Daten!$D$159:$D$274,Daten!$Q$159:$T$274)),\nIF(C36=$C$9,J36*K36*L36,\n\"\")))),0)","v":""},{"$f":"IFERROR(\nIF(C36=$C$6,TRANSPOSE(_xlfn._xlws.FILTER(Daten!$C$159:$C$274,(Daten!$A$159:$A$274=V_GTel!D36)*(Daten!$B$159:$B$274=V_GTel!C36))),\nIF(C36=$C$7,TRANSPOSE(_xlfn._xlws.FILTER(Daten!$D$159:$D$274,(Daten!$A$159:$A$274=V_GTel!D36)*(Daten!$B$159:$B$274=V_GTel!C36))),\nIF(C36=$C$8,TRANSPOSE(_xlfn._xlws.FILTER(Daten!$D$159:$D$274,(Daten!$A$159:$A$274=V_GTel!D36)*(Daten!$B$159:$B$274=V_GTel!C36))),\"\"))),\"\")","v":""}]
[{"$nulls":14},{"$f":"IFERROR(IF(C37=$C$6,_xlfn.XLOOKUP(V_GTel!F37,Daten!$F$157:$I$157,_xlfn.XLOOKUP(V_GTel!C37&V_GTel!D37&V_GTel!E37,Daten!$B$159:$B$274&Daten!$A$159:$A$274&Daten!$C$159:$C$274,Daten!$F$159:$I$274)),\nIF(C37=$C$7,_xlfn.XLOOKUP(V_GTel!C37&V_GTel!D37&V_GTel!E37,Daten!$B$159:$B$274&Daten!$A$159:$A$274&Daten!$D$159:$D$274,Daten!$K$159:$K$274)*I37*_xlfn.XLOOKUP(G37,Daten!$M$157:$O$157,_xlfn.XLOOKUP(V_GTel!C37&V_GTel!D37&V_GTel!E37,Daten!$B$159:$B$274&Daten!$A$159:$A$274&Daten!$D$159:$D$274,Daten!$M$159:$O$274))*_xlfn.XLOOKUP(F37,Daten!$V$157:$Y$157,_xlfn.XLOOKUP(V_GTel!C37&V_GTel!D37&V_GTel!E37,Daten!$B$159:$B$274&Daten!$A$159:$A$274&Daten!$D$159:$D$274,Daten!$V$159:$Y$274)),\nIF(C37=$C$8,_xlfn.XLOOKUP(V_GTel!C37&V_GTel!D37&V_GTel!E37,Daten!$B$159:$B$274&Daten!$A$159:$A$274&Daten!$D$159:$D$274,Daten!$K$159:$K$274)*I37*_xlfn.XLOOKUP(G37,Daten!$M$157:$O$157,_xlfn.XLOOKUP(V_GTel!C37&V_GTel!D37&V_GTel!E37,Daten!$B$159:$B$274&Daten!$A$159:$A$274&Daten!$D$159:$D$274,Daten!$M$159:$O$274))*_xlfn.XLOOKUP(H37,Daten!$Q$157:$T$157,_xlfn.XLOOKUP(V_GTel!C37&V_GTel!D37&V_GTel!E37,Daten!$B$159:$B$274&Daten!$A$159:$A$274&Daten!$D$159:$D$274,Daten!$Q$159:$T$274)),\nIF(C37=$C$9,J37*K37*L37,\n\"\")))),0)","v":""},{"$f":"IFERROR(\nIF(C37=$C$6,TRANSPOSE(_xlfn._xlws.FILTER(Daten!$C$159:$C$274,(Daten!$A$159:$A$274=V_GTel!D37)*(Daten!$B$159:$B$274=V_GTel!C37))),\nIF(C37=$C$7,TRANSPOSE(_xlfn._xlws.FILTER(Daten!$D$159:$D$274,(Daten!$A$159:$A$274=V_GTel!D37)*(Daten!$B$159:$B$274=V_GTel!C37))),\nIF(C37=$C$8,TRANSPOSE(_xlfn._xlws.FILTER(Daten!$D$159:$D$274,(Daten!$A$159:$A$274=V_GTel!D37)*(Daten!$B$159:$B$274=V_GTel!C37))),\"\"))),\"\")","v":""}]
[{"$nulls":14},{"$f":"IFERROR(IF(C38=$C$6,_xlfn.XLOOKUP(V_GTel!F38,Daten!$F$157:$I$157,_xlfn.XLOOKUP(V_GTel!C38&V_GTel!D38&V_GTel!E38,Daten!$B$159:$B$274&Daten!$A$159:$A$274&Daten!$C$159:$C$274,Daten!$F$159:$I$274)),\nIF(C38=$C$7,_xlfn.XLOOKUP(V_GTel!C38&V_GTel!D38&V_GTel!E38,Daten!$B$159:$B$274&Daten!$A$159:$A$274&Daten!$D$159:$D$274,Daten!$K$159:$K$274)*I38*_xlfn.XLOOKUP(G38,Daten!$M$157:$O$157,_xlfn.XLOOKUP(V_GTel!C38&V_GTel!D38&V_GTel!E38,Daten!$B$159:$B$274&Daten!$A$159:$A$274&Daten!$D$159:$D$274,Daten!$M$159:$O$274))*_xlfn.XLOOKUP(F38,Daten!$V$157:$Y$157,_xlfn.XLOOKUP(V_GTel!C38&V_GTel!D38&V_GTel!E38,Daten!$B$159:$B$274&Daten!$A$159:$A$274&Daten!$D$159:$D$274,Daten!$V$159:$Y$274)),\nIF(C38=$C$8,_xlfn.XLOOKUP(V_GTel!C38&V_GTel!D38&V_GTel!E38,Daten!$B$159:$B$274&Daten!$A$159:$A$274&Daten!$D$159:$D$274,Daten!$K$159:$K$274)*I38*_xlfn.XLOOKUP(G38,Daten!$M$157:$O$157,_xlfn.XLOOKUP(V_GTel!C38&V_GTel!D38&V_GTel!E38,Daten!$B$159:$B$274&Daten!$A$159:$A$274&Daten!$D$159:$D$274,Daten!$M$159:$O$274))*_xlfn.XLOOKUP(H38,Daten!$Q$157:$T$157,_xlfn.XLOOKUP(V_GTel!C38&V_GTel!D38&V_GTel!E38,Daten!$B$159:$B$274&Daten!$A$159:$A$274&Daten!$D$159:$D$274,Daten!$Q$159:$T$274)),\nIF(C38=$C$9,J38*K38*L38,\n\"\")))),0)","v":""},{"$f":"IFERROR(\nIF(C38=$C$6,TRANSPOSE(_xlfn._xlws.FILTER(Daten!$C$159:$C$274,(Daten!$A$159:$A$274=V_GTel!D38)*(Daten!$B$159:$B$274=V_GTel!C38))),\nIF(C38=$C$7,TRANSPOSE(_xlfn._xlws.FILTER(Daten!$D$159:$D$274,(Daten!$A$159:$A$274=V_GTel!D38)*(Daten!$B$159:$B$274=V_GTel!C38))),\nIF(C38=$C$8,TRANSPOSE(_xlfn._xlws.FILTER(Daten!$D$159:$D$274,(Daten!$A$159:$A$274=V_GTel!D38)*(Daten!$B$159:$B$274=V_GTel!C38))),\"\"))),\"\")","v":""}]
[{"$nulls":14},{"$f":"IFERROR(IF(C39=$C$6,_xlfn.XLOOKUP(V_GTel!F39,Daten!$F$157:$I$157,_xlfn.XLOOKUP(V_GTel!C39&V_GTel!D39&V_GTel!E39,Daten!$B$159:$B$274&Daten!$A$159:$A$274&Daten!$C$159:$C$274,Daten!$F$159:$I$274)),\nIF(C39=$C$7,_xlfn.XLOOKUP(V_GTel!C39&V_GTel!D39&V_GTel!E39,Daten!$B$159:$B$274&Daten!$A$159:$A$274&Daten!$D$159:$D$274,Daten!$K$159:$K$274)*I39*_xlfn.XLOOKUP(G39,Daten!$M$157:$O$157,_xlfn.XLOOKUP(V_GTel!C39&V_GTel!D39&V_GTel!E39,Daten!$B$159:$B$274&Daten!$A$159:$A$274&Daten!$D$159:$D$274,Daten!$M$159:$O$274))*_xlfn.XLOOKUP(F39,Daten!$V$157:$Y$157,_xlfn.XLOOKUP(V_GTel!C39&V_GTel!D39&V_GTel!E39,Daten!$B$159:$B$274&Daten!$A$159:$A$274&Daten!$D$159:$D$274,Daten!$V$159:$Y$274)),\nIF(C39=$C$8,_xlfn.XLOOKUP(V_GTel!C39&V_GTel!D39&V_GTel!E39,Daten!$B$159:$B$274&Daten!$A$159:$A$274&Daten!$D$159:$D$274,Daten!$K$159:$K$274)*I39*_xlfn.XLOOKUP(G39,Daten!$M$157:$O$157,_xlfn.XLOOKUP(V_GTel!C39&V_GTel!D39&V_GTel!E39,Daten!$B$159:$B$274&Daten!$A$159:$A$274&Daten!$D$159:$D$274,Daten!$M$159:$O$274))*_xlfn.XLOOKUP(H39,Daten!$Q$157:$T$157,_xlfn.XLOOKUP(V_GTel!C39&V_GTel!D39&V_GTel!E39,Daten!$B$159:$B$274&Daten!$A$159:$A$274&Daten!$D$159:$D$274,Daten!$Q$159:$T$274)),\nIF(C39=$C$9,J39*K39*L39,\n\"\")))),0)","v":""},{"$f":"IFERROR(\nIF(C39=$C$6,TRANSPOSE(_xlfn._xlws.FILTER(Daten!$C$159:$C$274,(Daten!$A$159:$A$274=V_GTel!D39)*(Daten!$B$159:$B$274=V_GTel!C39))),\nIF(C39=$C$7,TRANSPOSE(_xlfn._xlws.FILTER(Daten!$D$159:$D$274,(Daten!$A$159:$A$274=V_GTel!D39)*(Daten!$B$159:$B$274=V_GTel!C39))),\nIF(C39=$C$8,TRANSPOSE(_xlfn._xlws.FILTER(Daten!$D$159:$D$274,(Daten!$A$159:$A$274=V_GTel!D39)*(Daten!$B$159:$B$274=V_GTel!C39))),\"\"))),\"\")","v":""}]
[{"$nulls":14},{"$f":"IFERROR(IF(C40=$C$6,_xlfn.XLOOKUP(V_GTel!F40,Daten!$F$157:$I$157,_xlfn.XLOOKUP(V_GTel!C40&V_GTel!D40&V_GTel!E40,Daten!$B$159:$B$274&Daten!$A$159:$A$274&Daten!$C$159:$C$274,Daten!$F$159:$I$274)),\nIF(C40=$C$7,_xlfn.XLOOKUP(V_GTel!C40&V_GTel!D40&V_GTel!E40,Daten!$B$159:$B$274&Daten!$A$159:$A$274&Daten!$D$159:$D$274,Daten!$K$159:$K$274)*I40*_xlfn.XLOOKUP(G40,Daten!$M$157:$O$157,_xlfn.XLOOKUP(V_GTel!C40&V_GTel!D40&V_GTel!E40,Daten!$B$159:$B$274&Daten!$A$159:$A$274&Daten!$D$159:$D$274,Daten!$M$159:$O$274))*_xlfn.XLOOKUP(F40,Daten!$V$157:$Y$157,_xlfn.XLOOKUP(V_GTel!C40&V_GTel!D40&V_GTel!E40,Daten!$B$159:$B$274&Daten!$A$159:$A$274&Daten!$D$159:$D$274,Daten!$V$159:$Y$274)),\nIF(C40=$C$8,_xlfn.XLOOKUP(V_GTel!C40&V_GTel!D40&V_GTel!E40,Daten!$B$159:$B$274&Daten!$A$159:$A$274&Daten!$D$159:$D$274,Daten!$K$159:$K$274)*I40*_xlfn.XLOOKUP(G40,Daten!$M$157:$O$157,_xlfn.XLOOKUP(V_GTel!C40&V_GTel!D40&V_GTel!E40,Daten!$B$159:$B$274&Daten!$A$159:$A$274&Daten!$D$159:$D$274,Daten!$M$159:$O$274))*_xlfn.XLOOKUP(H40,Daten!$Q$157:$T$157,_xlfn.XLOOKUP(V_GTel!C40&V_GTel!D40&V_GTel!E40,Daten!$B$159:$B$274&Daten!$A$159:$A$274&Daten!$D$159:$D$274,Daten!$Q$159:$T$274)),\nIF(C40=$C$9,J40*K40*L40,\n\"\")))),0)","v":""},{"$f":"IFERROR(\nIF(C40=$C$6,TRANSPOSE(_xlfn._xlws.FILTER(Daten!$C$159:$C$274,(Daten!$A$159:$A$274=V_GTel!D40)*(Daten!$B$159:$B$274=V_GTel!C40))),\nIF(C40=$C$7,TRANSPOSE(_xlfn._xlws.FILTER(Daten!$D$159:$D$274,(Daten!$A$159:$A$274=V_GTel!D40)*(Daten!$B$159:$B$274=V_GTel!C40))),\nIF(C40=$C$8,TRANSPOSE(_xlfn._xlws.FILTER(Daten!$D$159:$D$274,(Daten!$A$159:$A$274=V_GTel!D40)*(Daten!$B$159:$B$274=V_GTel!C40))),\"\"))),\"\")","v":""}]
[{"$nulls":14},{"$f":"IFERROR(IF(C41=$C$6,_xlfn.XLOOKUP(V_GTel!F41,Daten!$F$157:$I$157,_xlfn.XLOOKUP(V_GTel!C41&V_GTel!D41&V_GTel!E41,Daten!$B$159:$B$274&Daten!$A$159:$A$274&Daten!$C$159:$C$274,Daten!$F$159:$I$274)),\nIF(C41=$C$7,_xlfn.XLOOKUP(V_GTel!C41&V_GTel!D41&V_GTel!E41,Daten!$B$159:$B$274&Daten!$A$159:$A$274&Daten!$D$159:$D$274,Daten!$K$159:$K$274)*I41*_xlfn.XLOOKUP(G41,Daten!$M$157:$O$157,_xlfn.XLOOKUP(V_GTel!C41&V_GTel!D41&V_GTel!E41,Daten!$B$159:$B$274&Daten!$A$159:$A$274&Daten!$D$159:$D$274,Daten!$M$159:$O$274))*_xlfn.XLOOKUP(F41,Daten!$V$157:$Y$157,_xlfn.XLOOKUP(V_GTel!C41&V_GTel!D41&V_GTel!E41,Daten!$B$159:$B$274&Daten!$A$159:$A$274&Daten!$D$159:$D$274,Daten!$V$159:$Y$274)),\nIF(C41=$C$8,_xlfn.XLOOKUP(V_GTel!C41&V_GTel!D41&V_GTel!E41,Daten!$B$159:$B$274&Daten!$A$159:$A$274&Daten!$D$159:$D$274,Daten!$K$159:$K$274)*I41*_xlfn.XLOOKUP(G41,Daten!$M$157:$O$157,_xlfn.XLOOKUP(V_GTel!C41&V_GTel!D41&V_GTel!E41,Daten!$B$159:$B$274&Daten!$A$159:$A$274&Daten!$D$159:$D$274,Daten!$M$159:$O$274))*_xlfn.XLOOKUP(H41,Daten!$Q$157:$T$157,_xlfn.XLOOKUP(V_GTel!C41&V_GTel!D41&V_GTel!E41,Daten!$B$159:$B$274&Daten!$A$159:$A$274&Daten!$D$159:$D$274,Daten!$Q$159:$T$274)),\nIF(C41=$C$9,J41*K41*L41,\n\"\")))),0)","v":""},{"$f":"IFERROR(\nIF(C41=$C$6,TRANSPOSE(_xlfn._xlws.FILTER(Daten!$C$159:$C$274,(Daten!$A$159:$A$274=V_GTel!D41)*(Daten!$B$159:$B$274=V_GTel!C41))),\nIF(C41=$C$7,TRANSPOSE(_xlfn._xlws.FILTER(Daten!$D$159:$D$274,(Daten!$A$159:$A$274=V_GTel!D41)*(Daten!$B$159:$B$274=V_GTel!C41))),\nIF(C41=$C$8,TRANSPOSE(_xlfn._xlws.FILTER(Daten!$D$159:$D$274,(Daten!$A$159:$A$274=V_GTel!D41)*(Daten!$B$159:$B$274=V_GTel!C41))),\"\"))),\"\")","v":""}]
[{"$nulls":14},{"$f":"IFERROR(IF(C42=$C$6,_xlfn.XLOOKUP(V_GTel!F42,Daten!$F$157:$I$157,_xlfn.XLOOKUP(V_GTel!C42&V_GTel!D42&V_GTel!E42,Daten!$B$159:$B$274&Daten!$A$159:$A$274&Daten!$C$159:$C$274,Daten!$F$159:$I$274)),\nIF(C42=$C$7,_xlfn.XLOOKUP(V_GTel!C42&V_GTel!D42&V_GTel!E42,Daten!$B$159:$B$274&Daten!$A$159:$A$274&Daten!$D$159:$D$274,Daten!$K$159:$K$274)*I42*_xlfn.XLOOKUP(G42,Daten!$M$157:$O$157,_xlfn.XLOOKUP(V_GTel!C42&V_GTel!D42&V_GTel!E42,Daten!$B$159:$B$274&Daten!$A$159:$A$274&Daten!$D$159:$D$274,Daten!$M$159:$O$274))*_xlfn.XLOOKUP(F42,Daten!$V$157:$Y$157,_xlfn.XLOOKUP(V_GTel!C42&V_GTel!D42&V_GTel!E42,Daten!$B$159:$B$274&Daten!$A$159:$A$274&Daten!$D$159:$D$274,Daten!$V$159:$Y$274)),\nIF(C42=$C$8,_xlfn.XLOOKUP(V_GTel!C42&V_GTel!D42&V_GTel!E42,Daten!$B$159:$B$274&Daten!$A$159:$A$274&Daten!$D$159:$D$274,Daten!$K$159:$K$274)*I42*_xlfn.XLOOKUP(G42,Daten!$M$157:$O$157,_xlfn.XLOOKUP(V_GTel!C42&V_GTel!D42&V_GTel!E42,Daten!$B$159:$B$274&Daten!$A$159:$A$274&Daten!$D$159:$D$274,Daten!$M$159:$O$274))*_xlfn.XLOOKUP(H42,Daten!$Q$157:$T$157,_xlfn.XLOOKUP(V_GTel!C42&V_GTel!D42&V_GTel!E42,Daten!$B$159:$B$274&Daten!$A$159:$A$274&Daten!$D$159:$D$274,Daten!$Q$159:$T$274)),\nIF(C42=$C$9,J42*K42*L42,\n\"\")))),0)","v":""},{"$f":"IFERROR(\nIF(C42=$C$6,TRANSPOSE(_xlfn._xlws.FILTER(Daten!$C$159:$C$274,(Daten!$A$159:$A$274=V_GTel!D42)*(Daten!$B$159:$B$274=V_GTel!C42))),\nIF(C42=$C$7,TRANSPOSE(_xlfn._xlws.FILTER(Daten!$D$159:$D$274,(Daten!$A$159:$A$274=V_GTel!D42)*(Daten!$B$159:$B$274=V_GTel!C42))),\nIF(C42=$C$8,TRANSPOSE(_xlfn._xlws.FILTER(Daten!$D$159:$D$274,(Daten!$A$159:$A$274=V_GTel!D42)*(Daten!$B$159:$B$274=V_GTel!C42))),\"\"))),\"\")","v":""}]
[{"$nulls":14},{"$f":"IFERROR(IF(C43=$C$6,_xlfn.XLOOKUP(V_GTel!F43,Daten!$F$157:$I$157,_xlfn.XLOOKUP(V_GTel!C43&V_GTel!D43&V_GTel!E43,Daten!$B$159:$B$274&Daten!$A$159:$A$274&Daten!$C$159:$C$274,Daten!$F$159:$I$274)),\nIF(C43=$C$7,_xlfn.XLOOKUP(V_GTel!C43&V_GTel!D43&V_GTel!E43,Daten!$B$159:$B$274&Daten!$A$159:$A$274&Daten!$D$159:$D$274,Daten!$K$159:$K$274)*I43*_xlfn.XLOOKUP(G43,Daten!$M$157:$O$157,_xlfn.XLOOKUP(V_GTel!C43&V_GTel!D43&V_GTel!E43,Daten!$B$159:$B$274&Daten!$A$159:$A$274&Daten!$D$159:$D$274,Daten!$M$159:$O$274))*_xlfn.XLOOKUP(F43,Daten!$V$157:$Y$157,_xlfn.XLOOKUP(V_GTel!C43&V_GTel!D43&V_GTel!E43,Daten!$B$159:$B$274&Daten!$A$159:$A$274&Daten!$D$159:$D$274,Daten!$V$159:$Y$274)),\nIF(C43=$C$8,_xlfn.XLOOKUP(V_GTel!C43&V_GTel!D43&V_GTel!E43,Daten!$B$159:$B$274&Daten!$A$159:$A$274&Daten!$D$159:$D$274,Daten!$K$159:$K$274)*I43*_xlfn.XLOOKUP(G43,Daten!$M$157:$O$157,_xlfn.XLOOKUP(V_GTel!C43&V_GTel!D43&V_GTel!E43,Daten!$B$159:$B$274&Daten!$A$159:$A$274&Daten!$D$159:$D$274,Daten!$M$159:$O$274))*_xlfn.XLOOKUP(H43,Daten!$Q$157:$T$157,_xlfn.XLOOKUP(V_GTel!C43&V_GTel!D43&V_GTel!E43,Daten!$B$159:$B$274&Daten!$A$159:$A$274&Daten!$D$159:$D$274,Daten!$Q$159:$T$274)),\nIF(C43=$C$9,J43*K43*L43,\n\"\")))),0)","v":""},{"$f":"IFERROR(\nIF(C43=$C$6,TRANSPOSE(_xlfn._xlws.FILTER(Daten!$C$159:$C$274,(Daten!$A$159:$A$274=V_GTel!D43)*(Daten!$B$159:$B$274=V_GTel!C43))),\nIF(C43=$C$7,TRANSPOSE(_xlfn._xlws.FILTER(Daten!$D$159:$D$274,(Daten!$A$159:$A$274=V_GTel!D43)*(Daten!$B$159:$B$274=V_GTel!C43))),\nIF(C43=$C$8,TRANSPOSE(_xlfn._xlws.FILTER(Daten!$D$159:$D$274,(Daten!$A$159:$A$274=V_GTel!D43)*(Daten!$B$159:$B$274=V_GTel!C43))),\"\"))),\"\")","v":""}]
[{"$nulls":14},{"$f":"IFERROR(IF(C44=$C$6,_xlfn.XLOOKUP(V_GTel!F44,Daten!$F$157:$I$157,_xlfn.XLOOKUP(V_GTel!C44&V_GTel!D44&V_GTel!E44,Daten!$B$159:$B$274&Daten!$A$159:$A$274&Daten!$C$159:$C$274,Daten!$F$159:$I$274)),\nIF(C44=$C$7,_xlfn.XLOOKUP(V_GTel!C44&V_GTel!D44&V_GTel!E44,Daten!$B$159:$B$274&Daten!$A$159:$A$274&Daten!$D$159:$D$274,Daten!$K$159:$K$274)*I44*_xlfn.XLOOKUP(G44,Daten!$M$157:$O$157,_xlfn.XLOOKUP(V_GTel!C44&V_GTel!D44&V_GTel!E44,Daten!$B$159:$B$274&Daten!$A$159:$A$274&Daten!$D$159:$D$274,Daten!$M$159:$O$274))*_xlfn.XLOOKUP(F44,Daten!$V$157:$Y$157,_xlfn.XLOOKUP(V_GTel!C44&V_GTel!D44&V_GTel!E44,Daten!$B$159:$B$274&Daten!$A$159:$A$274&Daten!$D$159:$D$274,Daten!$V$159:$Y$274)),\nIF(C44=$C$8,_xlfn.XLOOKUP(V_GTel!C44&V_GTel!D44&V_GTel!E44,Daten!$B$159:$B$274&Daten!$A$159:$A$274&Daten!$D$159:$D$274,Daten!$K$159:$K$274)*I44*_xlfn.XLOOKUP(G44,Daten!$M$157:$O$157,_xlfn.XLOOKUP(V_GTel!C44&V_GTel!D44&V_GTel!E44,Daten!$B$159:$B$274&Daten!$A$159:$A$274&Daten!$D$159:$D$274,Daten!$M$159:$O$274))*_xlfn.XLOOKUP(H44,Daten!$Q$157:$T$157,_xlfn.XLOOKUP(V_GTel!C44&V_GTel!D44&V_GTel!E44,Daten!$B$159:$B$274&Daten!$A$159:$A$274&Daten!$D$159:$D$274,Daten!$Q$159:$T$274)),\nIF(C44=$C$9,J44*K44*L44,\n\"\")))),0)","v":""},{"$f":"IFERROR(\nIF(C44=$C$6,TRANSPOSE(_xlfn._xlws.FILTER(Daten!$C$159:$C$274,(Daten!$A$159:$A$274=V_GTel!D44)*(Daten!$B$159:$B$274=V_GTel!C44))),\nIF(C44=$C$7,TRANSPOSE(_xlfn._xlws.FILTER(Daten!$D$159:$D$274,(Daten!$A$159:$A$274=V_GTel!D44)*(Daten!$B$159:$B$274=V_GTel!C44))),\nIF(C44=$C$8,TRANSPOSE(_xlfn._xlws.FILTER(Daten!$D$159:$D$274,(Daten!$A$159:$A$274=V_GTel!D44)*(Daten!$B$159:$B$274=V_GTel!C44))),\"\"))),\"\")","v":""}]
[{"$nulls":14},{"$f":"IFERROR(IF(C45=$C$6,_xlfn.XLOOKUP(V_GTel!F45,Daten!$F$157:$I$157,_xlfn.XLOOKUP(V_GTel!C45&V_GTel!D45&V_GTel!E45,Daten!$B$159:$B$274&Daten!$A$159:$A$274&Daten!$C$159:$C$274,Daten!$F$159:$I$274)),\nIF(C45=$C$7,_xlfn.XLOOKUP(V_GTel!C45&V_GTel!D45&V_GTel!E45,Daten!$B$159:$B$274&Daten!$A$159:$A$274&Daten!$D$159:$D$274,Daten!$K$159:$K$274)*I45*_xlfn.XLOOKUP(G45,Daten!$M$157:$O$157,_xlfn.XLOOKUP(V_GTel!C45&V_GTel!D45&V_GTel!E45,Daten!$B$159:$B$274&Daten!$A$159:$A$274&Daten!$D$159:$D$274,Daten!$M$159:$O$274))*_xlfn.XLOOKUP(F45,Daten!$V$157:$Y$157,_xlfn.XLOOKUP(V_GTel!C45&V_GTel!D45&V_GTel!E45,Daten!$B$159:$B$274&Daten!$A$159:$A$274&Daten!$D$159:$D$274,Daten!$V$159:$Y$274)),\nIF(C45=$C$8,_xlfn.XLOOKUP(V_GTel!C45&V_GTel!D45&V_GTel!E45,Daten!$B$159:$B$274&Daten!$A$159:$A$274&Daten!$D$159:$D$274,Daten!$K$159:$K$274)*I45*_xlfn.XLOOKUP(G45,Daten!$M$157:$O$157,_xlfn.XLOOKUP(V_GTel!C45&V_GTel!D45&V_GTel!E45,Daten!$B$159:$B$274&Daten!$A$159:$A$274&Daten!$D$159:$D$274,Daten!$M$159:$O$274))*_xlfn.XLOOKUP(H45,Daten!$Q$157:$T$157,_xlfn.XLOOKUP(V_GTel!C45&V_GTel!D45&V_GTel!E45,Daten!$B$159:$B$274&Daten!$A$159:$A$274&Daten!$D$159:$D$274,Daten!$Q$159:$T$274)),\nIF(C45=$C$9,J45*K45*L45,\n\"\")))),0)","v":""},{"$f":"IFERROR(\nIF(C45=$C$6,TRANSPOSE(_xlfn._xlws.FILTER(Daten!$C$159:$C$274,(Daten!$A$159:$A$274=V_GTel!D45)*(Daten!$B$159:$B$274=V_GTel!C45))),\nIF(C45=$C$7,TRANSPOSE(_xlfn._xlws.FILTER(Daten!$D$159:$D$274,(Daten!$A$159:$A$274=V_GTel!D45)*(Daten!$B$159:$B$274=V_GTel!C45))),\nIF(C45=$C$8,TRANSPOSE(_xlfn._xlws.FILTER(Daten!$D$159:$D$274,(Daten!$A$159:$A$274=V_GTel!D45)*(Daten!$B$159:$B$274=V_GTel!C45))),\"\"))),\"\")","v":""}]
[{"$nulls":14},{"$f":"IFERROR(IF(C46=$C$6,_xlfn.XLOOKUP(V_GTel!F46,Daten!$F$157:$I$157,_xlfn.XLOOKUP(V_GTel!C46&V_GTel!D46&V_GTel!E46,Daten!$B$159:$B$274&Daten!$A$159:$A$274&Daten!$C$159:$C$274,Daten!$F$159:$I$274)),\nIF(C46=$C$7,_xlfn.XLOOKUP(V_GTel!C46&V_GTel!D46&V_GTel!E46,Daten!$B$159:$B$274&Daten!$A$159:$A$274&Daten!$D$159:$D$274,Daten!$K$159:$K$274)*I46*_xlfn.XLOOKUP(G46,Daten!$M$157:$O$157,_xlfn.XLOOKUP(V_GTel!C46&V_GTel!D46&V_GTel!E46,Daten!$B$159:$B$274&Daten!$A$159:$A$274&Daten!$D$159:$D$274,Daten!$M$159:$O$274))*_xlfn.XLOOKUP(F46,Daten!$V$157:$Y$157,_xlfn.XLOOKUP(V_GTel!C46&V_GTel!D46&V_GTel!E46,Daten!$B$159:$B$274&Daten!$A$159:$A$274&Daten!$D$159:$D$274,Daten!$V$159:$Y$274)),\nIF(C46=$C$8,_xlfn.XLOOKUP(V_GTel!C46&V_GTel!D46&V_GTel!E46,Daten!$B$159:$B$274&Daten!$A$159:$A$274&Daten!$D$159:$D$274,Daten!$K$159:$K$274)*I46*_xlfn.XLOOKUP(G46,Daten!$M$157:$O$157,_xlfn.XLOOKUP(V_GTel!C46&V_GTel!D46&V_GTel!E46,Daten!$B$159:$B$274&Daten!$A$159:$A$274&Daten!$D$159:$D$274,Daten!$M$159:$O$274))*_xlfn.XLOOKUP(H46,Daten!$Q$157:$T$157,_xlfn.XLOOKUP(V_GTel!C46&V_GTel!D46&V_GTel!E46,Daten!$B$159:$B$274&Daten!$A$159:$A$274&Daten!$D$159:$D$274,Daten!$Q$159:$T$274)),\nIF(C46=$C$9,J46*K46*L46,\n\"\")))),0)","v":""},{"$f":"IFERROR(\nIF(C46=$C$6,TRANSPOSE(_xlfn._xlws.FILTER(Daten!$C$159:$C$274,(Daten!$A$159:$A$274=V_GTel!D46)*(Daten!$B$159:$B$274=V_GTel!C46))),\nIF(C46=$C$7,TRANSPOSE(_xlfn._xlws.FILTER(Daten!$D$159:$D$274,(Daten!$A$159:$A$274=V_GTel!D46)*(Daten!$B$159:$B$274=V_GTel!C46))),\nIF(C46=$C$8,TRANSPOSE(_xlfn._xlws.FILTER(Daten!$D$159:$D$274,(Daten!$A$159:$A$274=V_GTel!D46)*(Daten!$B$159:$B$274=V_GTel!C46))),\"\"))),\"\")","v":""}]
[{"$nulls":14},{"$f":"IFERROR(IF(C47=$C$6,_xlfn.XLOOKUP(V_GTel!F47,Daten!$F$157:$I$157,_xlfn.XLOOKUP(V_GTel!C47&V_GTel!D47&V_GTel!E47,Daten!$B$159:$B$274&Daten!$A$159:$A$274&Daten!$C$159:$C$274,Daten!$F$159:$I$274)),\nIF(C47=$C$7,_xlfn.XLOOKUP(V_GTel!C47&V_GTel!D47&V_GTel!E47,Daten!$B$159:$B$274&Daten!$A$159:$A$274&Daten!$D$159:$D$274,Daten!$K$159:$K$274)*I47*_xlfn.XLOOKUP(G47,Daten!$M$157:$O$157,_xlfn.XLOOKUP(V_GTel!C47&V_GTel!D47&V_GTel!E47,Daten!$B$159:$B$274&Daten!$A$159:$A$274&Daten!$D$159:$D$274,Daten!$M$159:$O$274))*_xlfn.XLOOKUP(F47,Daten!$V$157:$Y$157,_xlfn.XLOOKUP(V_GTel!C47&V_GTel!D47&V_GTel!E47,Daten!$B$159:$B$274&Daten!$A$159:$A$274&Daten!$D$159:$D$274,Daten!$V$159:$Y$274)),\nIF(C47=$C$8,_xlfn.XLOOKUP(V_GTel!C47&V_GTel!D47&V_GTel!E47,Daten!$B$159:$B$274&Daten!$A$159:$A$274&Daten!$D$159:$D$274,Daten!$K$159:$K$274)*I47*_xlfn.XLOOKUP(G47,Daten!$M$157:$O$157,_xlfn.XLOOKUP(V_GTel!C47&V_GTel!D47&V_GTel!E47,Daten!$B$159:$B$274&Daten!$A$159:$A$274&Daten!$D$159:$D$274,Daten!$M$159:$O$274))*_xlfn.XLOOKUP(H47,Daten!$Q$157:$T$157,_xlfn.XLOOKUP(V_GTel!C47&V_GTel!D47&V_GTel!E47,Daten!$B$159:$B$274&Daten!$A$159:$A$274&Daten!$D$159:$D$274,Daten!$Q$159:$T$274)),\nIF(C47=$C$9,J47*K47*L47,\n\"\")))),0)","v":""},{"$f":"IFERROR(\nIF(C47=$C$6,TRANSPOSE(_xlfn._xlws.FILTER(Daten!$C$159:$C$274,(Daten!$A$159:$A$274=V_GTel!D47)*(Daten!$B$159:$B$274=V_GTel!C47))),\nIF(C47=$C$7,TRANSPOSE(_xlfn._xlws.FILTER(Daten!$D$159:$D$274,(Daten!$A$159:$A$274=V_GTel!D47)*(Daten!$B$159:$B$274=V_GTel!C47))),\nIF(C47=$C$8,TRANSPOSE(_xlfn._xlws.FILTER(Daten!$D$159:$D$274,(Daten!$A$159:$A$274=V_GTel!D47)*(Daten!$B$159:$B$274=V_GTel!C47))),\"\"))),\"\")","v":""}]
[{"$nulls":14},{"$f":"IFERROR(IF(C48=$C$6,_xlfn.XLOOKUP(V_GTel!F48,Daten!$F$157:$I$157,_xlfn.XLOOKUP(V_GTel!C48&V_GTel!D48&V_GTel!E48,Daten!$B$159:$B$274&Daten!$A$159:$A$274&Daten!$C$159:$C$274,Daten!$F$159:$I$274)),\nIF(C48=$C$7,_xlfn.XLOOKUP(V_GTel!C48&V_GTel!D48&V_GTel!E48,Daten!$B$159:$B$274&Daten!$A$159:$A$274&Daten!$D$159:$D$274,Daten!$K$159:$K$274)*I48*_xlfn.XLOOKUP(G48,Daten!$M$157:$O$157,_xlfn.XLOOKUP(V_GTel!C48&V_GTel!D48&V_GTel!E48,Daten!$B$159:$B$274&Daten!$A$159:$A$274&Daten!$D$159:$D$274,Daten!$M$159:$O$274))*_xlfn.XLOOKUP(F48,Daten!$V$157:$Y$157,_xlfn.XLOOKUP(V_GTel!C48&V_GTel!D48&V_GTel!E48,Daten!$B$159:$B$274&Daten!$A$159:$A$274&Daten!$D$159:$D$274,Daten!$V$159:$Y$274)),\nIF(C48=$C$8,_xlfn.XLOOKUP(V_GTel!C48&V_GTel!D48&V_GTel!E48,Daten!$B$159:$B$274&Daten!$A$159:$A$274&Daten!$D$159:$D$274,Daten!$K$159:$K$274)*I48*_xlfn.XLOOKUP(G48,Daten!$M$157:$O$157,_xlfn.XLOOKUP(V_GTel!C48&V_GTel!D48&V_GTel!E48,Daten!$B$159:$B$274&Daten!$A$159:$A$274&Daten!$D$159:$D$274,Daten!$M$159:$O$274))*_xlfn.XLOOKUP(H48,Daten!$Q$157:$T$157,_xlfn.XLOOKUP(V_GTel!C48&V_GTel!D48&V_GTel!E48,Daten!$B$159:$B$274&Daten!$A$159:$A$274&Daten!$D$159:$D$274,Daten!$Q$159:$T$274)),\nIF(C48=$C$9,J48*K48*L48,\n\"\")))),0)","v":""},{"$f":"IFERROR(\nIF(C48=$C$6,TRANSPOSE(_xlfn._xlws.FILTER(Daten!$C$159:$C$274,(Daten!$A$159:$A$274=V_GTel!D48)*(Daten!$B$159:$B$274=V_GTel!C48))),\nIF(C48=$C$7,TRANSPOSE(_xlfn._xlws.FILTER(Daten!$D$159:$D$274,(Daten!$A$159:$A$274=V_GTel!D48)*(Daten!$B$159:$B$274=V_GTel!C48))),\nIF(C48=$C$8,TRANSPOSE(_xlfn._xlws.FILTER(Daten!$D$159:$D$274,(Daten!$A$159:$A$274=V_GTel!D48)*(Daten!$B$159:$B$274=V_GTel!C48))),\"\"))),\"\")","v":""}]
[{"$nulls":14},{"$f":"IFERROR(IF(C49=$C$6,_xlfn.XLOOKUP(V_GTel!F49,Daten!$F$157:$I$157,_xlfn.XLOOKUP(V_GTel!C49&V_GTel!D49&V_GTel!E49,Daten!$B$159:$B$274&Daten!$A$159:$A$274&Daten!$C$159:$C$274,Daten!$F$159:$I$274)),\nIF(C49=$C$7,_xlfn.XLOOKUP(V_GTel!C49&V_GTel!D49&V_GTel!E49,Daten!$B$159:$B$274&Daten!$A$159:$A$274&Daten!$D$159:$D$274,Daten!$K$159:$K$274)*I49*_xlfn.XLOOKUP(G49,Daten!$M$157:$O$157,_xlfn.XLOOKUP(V_GTel!C49&V_GTel!D49&V_GTel!E49,Daten!$B$159:$B$274&Daten!$A$159:$A$274&Daten!$D$159:$D$274,Daten!$M$159:$O$274))*_xlfn.XLOOKUP(F49,Daten!$V$157:$Y$157,_xlfn.XLOOKUP(V_GTel!C49&V_GTel!D49&V_GTel!E49,Daten!$B$159:$B$274&Daten!$A$159:$A$274&Daten!$D$159:$D$274,Daten!$V$159:$Y$274)),\nIF(C49=$C$8,_xlfn.XLOOKUP(V_GTel!C49&V_GTel!D49&V_GTel!E49,Daten!$B$159:$B$274&Daten!$A$159:$A$274&Daten!$D$159:$D$274,Daten!$K$159:$K$274)*I49*_xlfn.XLOOKUP(G49,Daten!$M$157:$O$157,_xlfn.XLOOKUP(V_GTel!C49&V_GTel!D49&V_GTel!E49,Daten!$B$159:$B$274&Daten!$A$159:$A$274&Daten!$D$159:$D$274,Daten!$M$159:$O$274))*_xlfn.XLOOKUP(H49,Daten!$Q$157:$T$157,_xlfn.XLOOKUP(V_GTel!C49&V_GTel!D49&V_GTel!E49,Daten!$B$159:$B$274&Daten!$A$159:$A$274&Daten!$D$159:$D$274,Daten!$Q$159:$T$274)),\nIF(C49=$C$9,J49*K49*L49,\n\"\")))),0)","v":""},{"$f":"IFERROR(\nIF(C49=$C$6,TRANSPOSE(_xlfn._xlws.FILTER(Daten!$C$159:$C$274,(Daten!$A$159:$A$274=V_GTel!D49)*(Daten!$B$159:$B$274=V_GTel!C49))),\nIF(C49=$C$7,TRANSPOSE(_xlfn._xlws.FILTER(Daten!$D$159:$D$274,(Daten!$A$159:$A$274=V_GTel!D49)*(Daten!$B$159:$B$274=V_GTel!C49))),\nIF(C49=$C$8,TRANSPOSE(_xlfn._xlws.FILTER(Daten!$D$159:$D$274,(Daten!$A$159:$A$274=V_GTel!D49)*(Daten!$B$159:$B$274=V_GTel!C49))),\"\"))),\"\")","v":""}]
[{"$nulls":14},{"$f":"IFERROR(IF(C50=$C$6,_xlfn.XLOOKUP(V_GTel!F50,Daten!$F$157:$I$157,_xlfn.XLOOKUP(V_GTel!C50&V_GTel!D50&V_GTel!E50,Daten!$B$159:$B$274&Daten!$A$159:$A$274&Daten!$C$159:$C$274,Daten!$F$159:$I$274)),\nIF(C50=$C$7,_xlfn.XLOOKUP(V_GTel!C50&V_GTel!D50&V_GTel!E50,Daten!$B$159:$B$274&Daten!$A$159:$A$274&Daten!$D$159:$D$274,Daten!$K$159:$K$274)*I50*_xlfn.XLOOKUP(G50,Daten!$M$157:$O$157,_xlfn.XLOOKUP(V_GTel!C50&V_GTel!D50&V_GTel!E50,Daten!$B$159:$B$274&Daten!$A$159:$A$274&Daten!$D$159:$D$274,Daten!$M$159:$O$274))*_xlfn.XLOOKUP(F50,Daten!$V$157:$Y$157,_xlfn.XLOOKUP(V_GTel!C50&V_GTel!D50&V_GTel!E50,Daten!$B$159:$B$274&Daten!$A$159:$A$274&Daten!$D$159:$D$274,Daten!$V$159:$Y$274)),\nIF(C50=$C$8,_xlfn.XLOOKUP(V_GTel!C50&V_GTel!D50&V_GTel!E50,Daten!$B$159:$B$274&Daten!$A$159:$A$274&Daten!$D$159:$D$274,Daten!$K$159:$K$274)*I50*_xlfn.XLOOKUP(G50,Daten!$M$157:$O$157,_xlfn.XLOOKUP(V_GTel!C50&V_GTel!D50&V_GTel!E50,Daten!$B$159:$B$274&Daten!$A$159:$A$274&Daten!$D$159:$D$274,Daten!$M$159:$O$274))*_xlfn.XLOOKUP(H50,Daten!$Q$157:$T$157,_xlfn.XLOOKUP(V_GTel!C50&V_GTel!D50&V_GTel!E50,Daten!$B$159:$B$274&Daten!$A$159:$A$274&Daten!$D$159:$D$274,Daten!$Q$159:$T$274)),\nIF(C50=$C$9,J50*K50*L50,\n\"\")))),0)","v":""},{"$f":"IFERROR(\nIF(C50=$C$6,TRANSPOSE(_xlfn._xlws.FILTER(Daten!$C$159:$C$274,(Daten!$A$159:$A$274=V_GTel!D50)*(Daten!$B$159:$B$274=V_GTel!C50))),\nIF(C50=$C$7,TRANSPOSE(_xlfn._xlws.FILTER(Daten!$D$159:$D$274,(Daten!$A$159:$A$274=V_GTel!D50)*(Daten!$B$159:$B$274=V_GTel!C50))),\nIF(C50=$C$8,TRANSPOSE(_xlfn._xlws.FILTER(Daten!$D$159:$D$274,(Daten!$A$159:$A$274=V_GTel!D50)*(Daten!$B$159:$B$274=V_GTel!C50))),\"\"))),\"\")","v":""}]
[{"$nulls":14},{"$f":"IFERROR(IF(C51=$C$6,_xlfn.XLOOKUP(V_GTel!F51,Daten!$F$157:$I$157,_xlfn.XLOOKUP(V_GTel!C51&V_GTel!D51&V_GTel!E51,Daten!$B$159:$B$274&Daten!$A$159:$A$274&Daten!$C$159:$C$274,Daten!$F$159:$I$274)),\nIF(C51=$C$7,_xlfn.XLOOKUP(V_GTel!C51&V_GTel!D51&V_GTel!E51,Daten!$B$159:$B$274&Daten!$A$159:$A$274&Daten!$D$159:$D$274,Daten!$K$159:$K$274)*I51*_xlfn.XLOOKUP(G51,Daten!$M$157:$O$157,_xlfn.XLOOKUP(V_GTel!C51&V_GTel!D51&V_GTel!E51,Daten!$B$159:$B$274&Daten!$A$159:$A$274&Daten!$D$159:$D$274,Daten!$M$159:$O$274))*_xlfn.XLOOKUP(F51,Daten!$V$157:$Y$157,_xlfn.XLOOKUP(V_GTel!C51&V_GTel!D51&V_GTel!E51,Daten!$B$159:$B$274&Daten!$A$159:$A$274&Daten!$D$159:$D$274,Daten!$V$159:$Y$274)),\nIF(C51=$C$8,_xlfn.XLOOKUP(V_GTel!C51&V_GTel!D51&V_GTel!E51,Daten!$B$159:$B$274&Daten!$A$159:$A$274&Daten!$D$159:$D$274,Daten!$K$159:$K$274)*I51*_xlfn.XLOOKUP(G51,Daten!$M$157:$O$157,_xlfn.XLOOKUP(V_GTel!C51&V_GTel!D51&V_GTel!E51,Daten!$B$159:$B$274&Daten!$A$159:$A$274&Daten!$D$159:$D$274,Daten!$M$159:$O$274))*_xlfn.XLOOKUP(H51,Daten!$Q$157:$T$157,_xlfn.XLOOKUP(V_GTel!C51&V_GTel!D51&V_GTel!E51,Daten!$B$159:$B$274&Daten!$A$159:$A$274&Daten!$D$159:$D$274,Daten!$Q$159:$T$274)),\nIF(C51=$C$9,J51*K51*L51,\n\"\")))),0)","v":""},{"$f":"IFERROR(\nIF(C51=$C$6,TRANSPOSE(_xlfn._xlws.FILTER(Daten!$C$159:$C$274,(Daten!$A$159:$A$274=V_GTel!D51)*(Daten!$B$159:$B$274=V_GTel!C51))),\nIF(C51=$C$7,TRANSPOSE(_xlfn._xlws.FILTER(Daten!$D$159:$D$274,(Daten!$A$159:$A$274=V_GTel!D51)*(Daten!$B$159:$B$274=V_GTel!C51))),\nIF(C51=$C$8,TRANSPOSE(_xlfn._xlws.FILTER(Daten!$D$159:$D$274,(Daten!$A$159:$A$274=V_GTel!D51)*(Daten!$B$159:$B$274=V_GTel!C51))),\"\"))),\"\")","v":""}]
[{"$nulls":14},{"$f":"IFERROR(IF(C52=$C$6,_xlfn.XLOOKUP(V_GTel!F52,Daten!$F$157:$I$157,_xlfn.XLOOKUP(V_GTel!C52&V_GTel!D52&V_GTel!E52,Daten!$B$159:$B$274&Daten!$A$159:$A$274&Daten!$C$159:$C$274,Daten!$F$159:$I$274)),\nIF(C52=$C$7,_xlfn.XLOOKUP(V_GTel!C52&V_GTel!D52&V_GTel!E52,Daten!$B$159:$B$274&Daten!$A$159:$A$274&Daten!$D$159:$D$274,Daten!$K$159:$K$274)*I52*_xlfn.XLOOKUP(G52,Daten!$M$157:$O$157,_xlfn.XLOOKUP(V_GTel!C52&V_GTel!D52&V_GTel!E52,Daten!$B$159:$B$274&Daten!$A$159:$A$274&Daten!$D$159:$D$274,Daten!$M$159:$O$274))*_xlfn.XLOOKUP(F52,Daten!$V$157:$Y$157,_xlfn.XLOOKUP(V_GTel!C52&V_GTel!D52&V_GTel!E52,Daten!$B$159:$B$274&Daten!$A$159:$A$274&Daten!$D$159:$D$274,Daten!$V$159:$Y$274)),\nIF(C52=$C$8,_xlfn.XLOOKUP(V_GTel!C52&V_GTel!D52&V_GTel!E52,Daten!$B$159:$B$274&Daten!$A$159:$A$274&Daten!$D$159:$D$274,Daten!$K$159:$K$274)*I52*_xlfn.XLOOKUP(G52,Daten!$M$157:$O$157,_xlfn.XLOOKUP(V_GTel!C52&V_GTel!D52&V_GTel!E52,Daten!$B$159:$B$274&Daten!$A$159:$A$274&Daten!$D$159:$D$274,Daten!$M$159:$O$274))*_xlfn.XLOOKUP(H52,Daten!$Q$157:$T$157,_xlfn.XLOOKUP(V_GTel!C52&V_GTel!D52&V_GTel!E52,Daten!$B$159:$B$274&Daten!$A$159:$A$274&Daten!$D$159:$D$274,Daten!$Q$159:$T$274)),\nIF(C52=$C$9,J52*K52*L52,\n\"\")))),0)","v":""},{"$f":"IFERROR(\nIF(C52=$C$6,TRANSPOSE(_xlfn._xlws.FILTER(Daten!$C$159:$C$274,(Daten!$A$159:$A$274=V_GTel!D52)*(Daten!$B$159:$B$274=V_GTel!C52))),\nIF(C52=$C$7,TRANSPOSE(_xlfn._xlws.FILTER(Daten!$D$159:$D$274,(Daten!$A$159:$A$274=V_GTel!D52)*(Daten!$B$159:$B$274=V_GTel!C52))),\nIF(C52=$C$8,TRANSPOSE(_xlfn._xlws.FILTER(Daten!$D$159:$D$274,(Daten!$A$159:$A$274=V_GTel!D52)*(Daten!$B$159:$B$274=V_GTel!C52))),\"\"))),\"\")","v":""}]
[{"$nulls":14},{"$f":"IFERROR(IF(C53=$C$6,_xlfn.XLOOKUP(V_GTel!F53,Daten!$F$157:$I$157,_xlfn.XLOOKUP(V_GTel!C53&V_GTel!D53&V_GTel!E53,Daten!$B$159:$B$274&Daten!$A$159:$A$274&Daten!$C$159:$C$274,Daten!$F$159:$I$274)),\nIF(C53=$C$7,_xlfn.XLOOKUP(V_GTel!C53&V_GTel!D53&V_GTel!E53,Daten!$B$159:$B$274&Daten!$A$159:$A$274&Daten!$D$159:$D$274,Daten!$K$159:$K$274)*I53*_xlfn.XLOOKUP(G53,Daten!$M$157:$O$157,_xlfn.XLOOKUP(V_GTel!C53&V_GTel!D53&V_GTel!E53,Daten!$B$159:$B$274&Daten!$A$159:$A$274&Daten!$D$159:$D$274,Daten!$M$159:$O$274))*_xlfn.XLOOKUP(F53,Daten!$V$157:$Y$157,_xlfn.XLOOKUP(V_GTel!C53&V_GTel!D53&V_GTel!E53,Daten!$B$159:$B$274&Daten!$A$159:$A$274&Daten!$D$159:$D$274,Daten!$V$159:$Y$274)),\nIF(C53=$C$8,_xlfn.XLOOKUP(V_GTel!C53&V_GTel!D53&V_GTel!E53,Daten!$B$159:$B$274&Daten!$A$159:$A$274&Daten!$D$159:$D$274,Daten!$K$159:$K$274)*I53*_xlfn.XLOOKUP(G53,Daten!$M$157:$O$157,_xlfn.XLOOKUP(V_GTel!C53&V_GTel!D53&V_GTel!E53,Daten!$B$159:$B$274&Daten!$A$159:$A$274&Daten!$D$159:$D$274,Daten!$M$159:$O$274))*_xlfn.XLOOKUP(H53,Daten!$Q$157:$T$157,_xlfn.XLOOKUP(V_GTel!C53&V_GTel!D53&V_GTel!E53,Daten!$B$159:$B$274&Daten!$A$159:$A$274&Daten!$D$159:$D$274,Daten!$Q$159:$T$274)),\nIF(C53=$C$9,J53*K53*L53,\n\"\")))),0)","v":""},{"$f":"IFERROR(\nIF(C53=$C$6,TRANSPOSE(_xlfn._xlws.FILTER(Daten!$C$159:$C$274,(Daten!$A$159:$A$274=V_GTel!D53)*(Daten!$B$159:$B$274=V_GTel!C53))),\nIF(C53=$C$7,TRANSPOSE(_xlfn._xlws.FILTER(Daten!$D$159:$D$274,(Daten!$A$159:$A$274=V_GTel!D53)*(Daten!$B$159:$B$274=V_GTel!C53))),\nIF(C53=$C$8,TRANSPOSE(_xlfn._xlws.FILTER(Daten!$D$159:$D$274,(Daten!$A$159:$A$274=V_GTel!D53)*(Daten!$B$159:$B$274=V_GTel!C53))),\"\"))),\"\")","v":""}]
[{"$nulls":14},{"$f":"IFERROR(IF(C54=$C$6,_xlfn.XLOOKUP(V_GTel!F54,Daten!$F$157:$I$157,_xlfn.XLOOKUP(V_GTel!C54&V_GTel!D54&V_GTel!E54,Daten!$B$159:$B$274&Daten!$A$159:$A$274&Daten!$C$159:$C$274,Daten!$F$159:$I$274)),\nIF(C54=$C$7,_xlfn.XLOOKUP(V_GTel!C54&V_GTel!D54&V_GTel!E54,Daten!$B$159:$B$274&Daten!$A$159:$A$274&Daten!$D$159:$D$274,Daten!$K$159:$K$274)*I54*_xlfn.XLOOKUP(G54,Daten!$M$157:$O$157,_xlfn.XLOOKUP(V_GTel!C54&V_GTel!D54&V_GTel!E54,Daten!$B$159:$B$274&Daten!$A$159:$A$274&Daten!$D$159:$D$274,Daten!$M$159:$O$274))*_xlfn.XLOOKUP(F54,Daten!$V$157:$Y$157,_xlfn.XLOOKUP(V_GTel!C54&V_GTel!D54&V_GTel!E54,Daten!$B$159:$B$274&Daten!$A$159:$A$274&Daten!$D$159:$D$274,Daten!$V$159:$Y$274)),\nIF(C54=$C$8,_xlfn.XLOOKUP(V_GTel!C54&V_GTel!D54&V_GTel!E54,Daten!$B$159:$B$274&Daten!$A$159:$A$274&Daten!$D$159:$D$274,Daten!$K$159:$K$274)*I54*_xlfn.XLOOKUP(G54,Daten!$M$157:$O$157,_xlfn.XLOOKUP(V_GTel!C54&V_GTel!D54&V_GTel!E54,Daten!$B$159:$B$274&Daten!$A$159:$A$274&Daten!$D$159:$D$274,Daten!$M$159:$O$274))*_xlfn.XLOOKUP(H54,Daten!$Q$157:$T$157,_xlfn.XLOOKUP(V_GTel!C54&V_GTel!D54&V_GTel!E54,Daten!$B$159:$B$274&Daten!$A$159:$A$274&Daten!$D$159:$D$274,Daten!$Q$159:$T$274)),\nIF(C54=$C$9,J54*K54*L54,\n\"\")))),0)","v":""},{"$f":"IFERROR(\nIF(C54=$C$6,TRANSPOSE(_xlfn._xlws.FILTER(Daten!$C$159:$C$274,(Daten!$A$159:$A$274=V_GTel!D54)*(Daten!$B$159:$B$274=V_GTel!C54))),\nIF(C54=$C$7,TRANSPOSE(_xlfn._xlws.FILTER(Daten!$D$159:$D$274,(Daten!$A$159:$A$274=V_GTel!D54)*(Daten!$B$159:$B$274=V_GTel!C54))),\nIF(C54=$C$8,TRANSPOSE(_xlfn._xlws.FILTER(Daten!$D$159:$D$274,(Daten!$A$159:$A$274=V_GTel!D54)*(Daten!$B$159:$B$274=V_GTel!C54))),\"\"))),\"\")","v":""}]
[{"$nulls":14},{"$f":"IFERROR(IF(C55=$C$6,_xlfn.XLOOKUP(V_GTel!F55,Daten!$F$157:$I$157,_xlfn.XLOOKUP(V_GTel!C55&V_GTel!D55&V_GTel!E55,Daten!$B$159:$B$274&Daten!$A$159:$A$274&Daten!$C$159:$C$274,Daten!$F$159:$I$274)),\nIF(C55=$C$7,_xlfn.XLOOKUP(V_GTel!C55&V_GTel!D55&V_GTel!E55,Daten!$B$159:$B$274&Daten!$A$159:$A$274&Daten!$D$159:$D$274,Daten!$K$159:$K$274)*I55*_xlfn.XLOOKUP(G55,Daten!$M$157:$O$157,_xlfn.XLOOKUP(V_GTel!C55&V_GTel!D55&V_GTel!E55,Daten!$B$159:$B$274&Daten!$A$159:$A$274&Daten!$D$159:$D$274,Daten!$M$159:$O$274))*_xlfn.XLOOKUP(F55,Daten!$V$157:$Y$157,_xlfn.XLOOKUP(V_GTel!C55&V_GTel!D55&V_GTel!E55,Daten!$B$159:$B$274&Daten!$A$159:$A$274&Daten!$D$159:$D$274,Daten!$V$159:$Y$274)),\nIF(C55=$C$8,_xlfn.XLOOKUP(V_GTel!C55&V_GTel!D55&V_GTel!E55,Daten!$B$159:$B$274&Daten!$A$159:$A$274&Daten!$D$159:$D$274,Daten!$K$159:$K$274)*I55*_xlfn.XLOOKUP(G55,Daten!$M$157:$O$157,_xlfn.XLOOKUP(V_GTel!C55&V_GTel!D55&V_GTel!E55,Daten!$B$159:$B$274&Daten!$A$159:$A$274&Daten!$D$159:$D$274,Daten!$M$159:$O$274))*_xlfn.XLOOKUP(H55,Daten!$Q$157:$T$157,_xlfn.XLOOKUP(V_GTel!C55&V_GTel!D55&V_GTel!E55,Daten!$B$159:$B$274&Daten!$A$159:$A$274&Daten!$D$159:$D$274,Daten!$Q$159:$T$274)),\nIF(C55=$C$9,J55*K55*L55,\n\"\")))),0)","v":""},{"$f":"IFERROR(\nIF(C55=$C$6,TRANSPOSE(_xlfn._xlws.FILTER(Daten!$C$159:$C$274,(Daten!$A$159:$A$274=V_GTel!D55)*(Daten!$B$159:$B$274=V_GTel!C55))),\nIF(C55=$C$7,TRANSPOSE(_xlfn._xlws.FILTER(Daten!$D$159:$D$274,(Daten!$A$159:$A$274=V_GTel!D55)*(Daten!$B$159:$B$274=V_GTel!C55))),\nIF(C55=$C$8,TRANSPOSE(_xlfn._xlws.FILTER(Daten!$D$159:$D$274,(Daten!$A$159:$A$274=V_GTel!D55)*(Daten!$B$159:$B$274=V_GTel!C55))),\"\"))),\"\")","v":""}]
[{"$nulls":14},{"$f":"IFERROR(IF(C56=$C$6,_xlfn.XLOOKUP(V_GTel!F56,Daten!$F$157:$I$157,_xlfn.XLOOKUP(V_GTel!C56&V_GTel!D56&V_GTel!E56,Daten!$B$159:$B$274&Daten!$A$159:$A$274&Daten!$C$159:$C$274,Daten!$F$159:$I$274)),\nIF(C56=$C$7,_xlfn.XLOOKUP(V_GTel!C56&V_GTel!D56&V_GTel!E56,Daten!$B$159:$B$274&Daten!$A$159:$A$274&Daten!$D$159:$D$274,Daten!$K$159:$K$274)*I56*_xlfn.XLOOKUP(G56,Daten!$M$157:$O$157,_xlfn.XLOOKUP(V_GTel!C56&V_GTel!D56&V_GTel!E56,Daten!$B$159:$B$274&Daten!$A$159:$A$274&Daten!$D$159:$D$274,Daten!$M$159:$O$274))*_xlfn.XLOOKUP(F56,Daten!$V$157:$Y$157,_xlfn.XLOOKUP(V_GTel!C56&V_GTel!D56&V_GTel!E56,Daten!$B$159:$B$274&Daten!$A$159:$A$274&Daten!$D$159:$D$274,Daten!$V$159:$Y$274)),\nIF(C56=$C$8,_xlfn.XLOOKUP(V_GTel!C56&V_GTel!D56&V_GTel!E56,Daten!$B$159:$B$274&Daten!$A$159:$A$274&Daten!$D$159:$D$274,Daten!$K$159:$K$274)*I56*_xlfn.XLOOKUP(G56,Daten!$M$157:$O$157,_xlfn.XLOOKUP(V_GTel!C56&V_GTel!D56&V_GTel!E56,Daten!$B$159:$B$274&Daten!$A$159:$A$274&Daten!$D$159:$D$274,Daten!$M$159:$O$274))*_xlfn.XLOOKUP(H56,Daten!$Q$157:$T$157,_xlfn.XLOOKUP(V_GTel!C56&V_GTel!D56&V_GTel!E56,Daten!$B$159:$B$274&Daten!$A$159:$A$274&Daten!$D$159:$D$274,Daten!$Q$159:$T$274)),\nIF(C56=$C$9,J56*K56*L56,\n\"\")))),0)","v":""},{"$f":"IFERROR(\nIF(C56=$C$6,TRANSPOSE(_xlfn._xlws.FILTER(Daten!$C$159:$C$274,(Daten!$A$159:$A$274=V_GTel!D56)*(Daten!$B$159:$B$274=V_GTel!C56))),\nIF(C56=$C$7,TRANSPOSE(_xlfn._xlws.FILTER(Daten!$D$159:$D$274,(Daten!$A$159:$A$274=V_GTel!D56)*(Daten!$B$159:$B$274=V_GTel!C56))),\nIF(C56=$C$8,TRANSPOSE(_xlfn._xlws.FILTER(Daten!$D$159:$D$274,(Daten!$A$159:$A$274=V_GTel!D56)*(Daten!$B$159:$B$274=V_GTel!C56))),\"\"))),\"\")","v":""}]
[{"$nulls":14},{"$f":"IFERROR(IF(C57=$C$6,_xlfn.XLOOKUP(V_GTel!F57,Daten!$F$157:$I$157,_xlfn.XLOOKUP(V_GTel!C57&V_GTel!D57&V_GTel!E57,Daten!$B$159:$B$274&Daten!$A$159:$A$274&Daten!$C$159:$C$274,Daten!$F$159:$I$274)),\nIF(C57=$C$7,_xlfn.XLOOKUP(V_GTel!C57&V_GTel!D57&V_GTel!E57,Daten!$B$159:$B$274&Daten!$A$159:$A$274&Daten!$D$159:$D$274,Daten!$K$159:$K$274)*I57*_xlfn.XLOOKUP(G57,Daten!$M$157:$O$157,_xlfn.XLOOKUP(V_GTel!C57&V_GTel!D57&V_GTel!E57,Daten!$B$159:$B$274&Daten!$A$159:$A$274&Daten!$D$159:$D$274,Daten!$M$159:$O$274))*_xlfn.XLOOKUP(F57,Daten!$V$157:$Y$157,_xlfn.XLOOKUP(V_GTel!C57&V_GTel!D57&V_GTel!E57,Daten!$B$159:$B$274&Daten!$A$159:$A$274&Daten!$D$159:$D$274,Daten!$V$159:$Y$274)),\nIF(C57=$C$8,_xlfn.XLOOKUP(V_GTel!C57&V_GTel!D57&V_GTel!E57,Daten!$B$159:$B$274&Daten!$A$159:$A$274&Daten!$D$159:$D$274,Daten!$K$159:$K$274)*I57*_xlfn.XLOOKUP(G57,Daten!$M$157:$O$157,_xlfn.XLOOKUP(V_GTel!C57&V_GTel!D57&V_GTel!E57,Daten!$B$159:$B$274&Daten!$A$159:$A$274&Daten!$D$159:$D$274,Daten!$M$159:$O$274))*_xlfn.XLOOKUP(H57,Daten!$Q$157:$T$157,_xlfn.XLOOKUP(V_GTel!C57&V_GTel!D57&V_GTel!E57,Daten!$B$159:$B$274&Daten!$A$159:$A$274&Daten!$D$159:$D$274,Daten!$Q$159:$T$274)),\nIF(C57=$C$9,J57*K57*L57,\n\"\")))),0)","v":""},{"$f":"IFERROR(\nIF(C57=$C$6,TRANSPOSE(_xlfn._xlws.FILTER(Daten!$C$159:$C$274,(Daten!$A$159:$A$274=V_GTel!D57)*(Daten!$B$159:$B$274=V_GTel!C57))),\nIF(C57=$C$7,TRANSPOSE(_xlfn._xlws.FILTER(Daten!$D$159:$D$274,(Daten!$A$159:$A$274=V_GTel!D57)*(Daten!$B$159:$B$274=V_GTel!C57))),\nIF(C57=$C$8,TRANSPOSE(_xlfn._xlws.FILTER(Daten!$D$159:$D$274,(Daten!$A$159:$A$274=V_GTel!D57)*(Daten!$B$159:$B$274=V_GTel!C57))),\"\"))),\"\")","v":""}]
[{"$nulls":14},{"$f":"IFERROR(IF(C58=$C$6,_xlfn.XLOOKUP(V_GTel!F58,Daten!$F$157:$I$157,_xlfn.XLOOKUP(V_GTel!C58&V_GTel!D58&V_GTel!E58,Daten!$B$159:$B$274&Daten!$A$159:$A$274&Daten!$C$159:$C$274,Daten!$F$159:$I$274)),\nIF(C58=$C$7,_xlfn.XLOOKUP(V_GTel!C58&V_GTel!D58&V_GTel!E58,Daten!$B$159:$B$274&Daten!$A$159:$A$274&Daten!$D$159:$D$274,Daten!$K$159:$K$274)*I58*_xlfn.XLOOKUP(G58,Daten!$M$157:$O$157,_xlfn.XLOOKUP(V_GTel!C58&V_GTel!D58&V_GTel!E58,Daten!$B$159:$B$274&Daten!$A$159:$A$274&Daten!$D$159:$D$274,Daten!$M$159:$O$274))*_xlfn.XLOOKUP(F58,Daten!$V$157:$Y$157,_xlfn.XLOOKUP(V_GTel!C58&V_GTel!D58&V_GTel!E58,Daten!$B$159:$B$274&Daten!$A$159:$A$274&Daten!$D$159:$D$274,Daten!$V$159:$Y$274)),\nIF(C58=$C$8,_xlfn.XLOOKUP(V_GTel!C58&V_GTel!D58&V_GTel!E58,Daten!$B$159:$B$274&Daten!$A$159:$A$274&Daten!$D$159:$D$274,Daten!$K$159:$K$274)*I58*_xlfn.XLOOKUP(G58,Daten!$M$157:$O$157,_xlfn.XLOOKUP(V_GTel!C58&V_GTel!D58&V_GTel!E58,Daten!$B$159:$B$274&Daten!$A$159:$A$274&Daten!$D$159:$D$274,Daten!$M$159:$O$274))*_xlfn.XLOOKUP(H58,Daten!$Q$157:$T$157,_xlfn.XLOOKUP(V_GTel!C58&V_GTel!D58&V_GTel!E58,Daten!$B$159:$B$274&Daten!$A$159:$A$274&Daten!$D$159:$D$274,Daten!$Q$159:$T$274)),\nIF(C58=$C$9,J58*K58*L58,\n\"\")))),0)","v":""},{"$f":"IFERROR(\nIF(C58=$C$6,TRANSPOSE(_xlfn._xlws.FILTER(Daten!$C$159:$C$274,(Daten!$A$159:$A$274=V_GTel!D58)*(Daten!$B$159:$B$274=V_GTel!C58))),\nIF(C58=$C$7,TRANSPOSE(_xlfn._xlws.FILTER(Daten!$D$159:$D$274,(Daten!$A$159:$A$274=V_GTel!D58)*(Daten!$B$159:$B$274=V_GTel!C58))),\nIF(C58=$C$8,TRANSPOSE(_xlfn._xlws.FILTER(Daten!$D$159:$D$274,(Daten!$A$159:$A$274=V_GTel!D58)*(Daten!$B$159:$B$274=V_GTel!C58))),\"\"))),\"\")","v":""}]
[{"$nulls":14},{"$f":"IFERROR(IF(C59=$C$6,_xlfn.XLOOKUP(V_GTel!F59,Daten!$F$157:$I$157,_xlfn.XLOOKUP(V_GTel!C59&V_GTel!D59&V_GTel!E59,Daten!$B$159:$B$274&Daten!$A$159:$A$274&Daten!$C$159:$C$274,Daten!$F$159:$I$274)),\nIF(C59=$C$7,_xlfn.XLOOKUP(V_GTel!C59&V_GTel!D59&V_GTel!E59,Daten!$B$159:$B$274&Daten!$A$159:$A$274&Daten!$D$159:$D$274,Daten!$K$159:$K$274)*I59*_xlfn.XLOOKUP(G59,Daten!$M$157:$O$157,_xlfn.XLOOKUP(V_GTel!C59&V_GTel!D59&V_GTel!E59,Daten!$B$159:$B$274&Daten!$A$159:$A$274&Daten!$D$159:$D$274,Daten!$M$159:$O$274))*_xlfn.XLOOKUP(F59,Daten!$V$157:$Y$157,_xlfn.XLOOKUP(V_GTel!C59&V_GTel!D59&V_GTel!E59,Daten!$B$159:$B$274&Daten!$A$159:$A$274&Daten!$D$159:$D$274,Daten!$V$159:$Y$274)),\nIF(C59=$C$8,_xlfn.XLOOKUP(V_GTel!C59&V_GTel!D59&V_GTel!E59,Daten!$B$159:$B$274&Daten!$A$159:$A$274&Daten!$D$159:$D$274,Daten!$K$159:$K$274)*I59*_xlfn.XLOOKUP(G59,Daten!$M$157:$O$157,_xlfn.XLOOKUP(V_GTel!C59&V_GTel!D59&V_GTel!E59,Daten!$B$159:$B$274&Daten!$A$159:$A$274&Daten!$D$159:$D$274,Daten!$M$159:$O$274))*_xlfn.XLOOKUP(H59,Daten!$Q$157:$T$157,_xlfn.XLOOKUP(V_GTel!C59&V_GTel!D59&V_GTel!E59,Daten!$B$159:$B$274&Daten!$A$159:$A$274&Daten!$D$159:$D$274,Daten!$Q$159:$T$274)),\nIF(C59=$C$9,J59*K59*L59,\n\"\")))),0)","v":""},{"$f":"IFERROR(\nIF(C59=$C$6,TRANSPOSE(_xlfn._xlws.FILTER(Daten!$C$159:$C$274,(Daten!$A$159:$A$274=V_GTel!D59)*(Daten!$B$159:$B$274=V_GTel!C59))),\nIF(C59=$C$7,TRANSPOSE(_xlfn._xlws.FILTER(Daten!$D$159:$D$274,(Daten!$A$159:$A$274=V_GTel!D59)*(Daten!$B$159:$B$274=V_GTel!C59))),\nIF(C59=$C$8,TRANSPOSE(_xlfn._xlws.FILTER(Daten!$D$159:$D$274,(Daten!$A$159:$A$274=V_GTel!D59)*(Daten!$B$159:$B$274=V_GTel!C59))),\"\"))),\"\")","v":""}]
[{"$nulls":14},{"$f":"IFERROR(IF(C60=$C$6,_xlfn.XLOOKUP(V_GTel!F60,Daten!$F$157:$I$157,_xlfn.XLOOKUP(V_GTel!C60&V_GTel!D60&V_GTel!E60,Daten!$B$159:$B$274&Daten!$A$159:$A$274&Daten!$C$159:$C$274,Daten!$F$159:$I$274)),\nIF(C60=$C$7,_xlfn.XLOOKUP(V_GTel!C60&V_GTel!D60&V_GTel!E60,Daten!$B$159:$B$274&Daten!$A$159:$A$274&Daten!$D$159:$D$274,Daten!$K$159:$K$274)*I60*_xlfn.XLOOKUP(G60,Daten!$M$157:$O$157,_xlfn.XLOOKUP(V_GTel!C60&V_GTel!D60&V_GTel!E60,Daten!$B$159:$B$274&Daten!$A$159:$A$274&Daten!$D$159:$D$274,Daten!$M$159:$O$274))*_xlfn.XLOOKUP(F60,Daten!$V$157:$Y$157,_xlfn.XLOOKUP(V_GTel!C60&V_GTel!D60&V_GTel!E60,Daten!$B$159:$B$274&Daten!$A$159:$A$274&Daten!$D$159:$D$274,Daten!$V$159:$Y$274)),\nIF(C60=$C$8,_xlfn.XLOOKUP(V_GTel!C60&V_GTel!D60&V_GTel!E60,Daten!$B$159:$B$274&Daten!$A$159:$A$274&Daten!$D$159:$D$274,Daten!$K$159:$K$274)*I60*_xlfn.XLOOKUP(G60,Daten!$M$157:$O$157,_xlfn.XLOOKUP(V_GTel!C60&V_GTel!D60&V_GTel!E60,Daten!$B$159:$B$274&Daten!$A$159:$A$274&Daten!$D$159:$D$274,Daten!$M$159:$O$274))*_xlfn.XLOOKUP(H60,Daten!$Q$157:$T$157,_xlfn.XLOOKUP(V_GTel!C60&V_GTel!D60&V_GTel!E60,Daten!$B$159:$B$274&Daten!$A$159:$A$274&Daten!$D$159:$D$274,Daten!$Q$159:$T$274)),\nIF(C60=$C$9,J60*K60*L60,\n\"\")))),0)","v":""},{"$f":"IFERROR(\nIF(C60=$C$6,TRANSPOSE(_xlfn._xlws.FILTER(Daten!$C$159:$C$274,(Daten!$A$159:$A$274=V_GTel!D60)*(Daten!$B$159:$B$274=V_GTel!C60))),\nIF(C60=$C$7,TRANSPOSE(_xlfn._xlws.FILTER(Daten!$D$159:$D$274,(Daten!$A$159:$A$274=V_GTel!D60)*(Daten!$B$159:$B$274=V_GTel!C60))),\nIF(C60=$C$8,TRANSPOSE(_xlfn._xlws.FILTER(Daten!$D$159:$D$274,(Daten!$A$159:$A$274=V_GTel!D60)*(Daten!$B$159:$B$274=V_GTel!C60))),\"\"))),\"\")","v":""}]
[{"$nulls":14},{"$f":"IFERROR(IF(C61=$C$6,_xlfn.XLOOKUP(V_GTel!F61,Daten!$F$157:$I$157,_xlfn.XLOOKUP(V_GTel!C61&V_GTel!D61&V_GTel!E61,Daten!$B$159:$B$274&Daten!$A$159:$A$274&Daten!$C$159:$C$274,Daten!$F$159:$I$274)),\nIF(C61=$C$7,_xlfn.XLOOKUP(V_GTel!C61&V_GTel!D61&V_GTel!E61,Daten!$B$159:$B$274&Daten!$A$159:$A$274&Daten!$D$159:$D$274,Daten!$K$159:$K$274)*I61*_xlfn.XLOOKUP(G61,Daten!$M$157:$O$157,_xlfn.XLOOKUP(V_GTel!C61&V_GTel!D61&V_GTel!E61,Daten!$B$159:$B$274&Daten!$A$159:$A$274&Daten!$D$159:$D$274,Daten!$M$159:$O$274))*_xlfn.XLOOKUP(F61,Daten!$V$157:$Y$157,_xlfn.XLOOKUP(V_GTel!C61&V_GTel!D61&V_GTel!E61,Daten!$B$159:$B$274&Daten!$A$159:$A$274&Daten!$D$159:$D$274,Daten!$V$159:$Y$274)),\nIF(C61=$C$8,_xlfn.XLOOKUP(V_GTel!C61&V_GTel!D61&V_GTel!E61,Daten!$B$159:$B$274&Daten!$A$159:$A$274&Daten!$D$159:$D$274,Daten!$K$159:$K$274)*I61*_xlfn.XLOOKUP(G61,Daten!$M$157:$O$157,_xlfn.XLOOKUP(V_GTel!C61&V_GTel!D61&V_GTel!E61,Daten!$B$159:$B$274&Daten!$A$159:$A$274&Daten!$D$159:$D$274,Daten!$M$159:$O$274))*_xlfn.XLOOKUP(H61,Daten!$Q$157:$T$157,_xlfn.XLOOKUP(V_GTel!C61&V_GTel!D61&V_GTel!E61,Daten!$B$159:$B$274&Daten!$A$159:$A$274&Daten!$D$159:$D$274,Daten!$Q$159:$T$274)),\nIF(C61=$C$9,J61*K61*L61,\n\"\")))),0)","v":""},{"$f":"IFERROR(\nIF(C61=$C$6,TRANSPOSE(_xlfn._xlws.FILTER(Daten!$C$159:$C$274,(Daten!$A$159:$A$274=V_GTel!D61)*(Daten!$B$159:$B$274=V_GTel!C61))),\nIF(C61=$C$7,TRANSPOSE(_xlfn._xlws.FILTER(Daten!$D$159:$D$274,(Daten!$A$159:$A$274=V_GTel!D61)*(Daten!$B$159:$B$274=V_GTel!C61))),\nIF(C61=$C$8,TRANSPOSE(_xlfn._xlws.FILTER(Daten!$D$159:$D$274,(Daten!$A$159:$A$274=V_GTel!D61)*(Daten!$B$159:$B$274=V_GTel!C61))),\"\"))),\"\")","v":""}]
[{"$nulls":14},{"$f":"IFERROR(IF(C62=$C$6,_xlfn.XLOOKUP(V_GTel!F62,Daten!$F$157:$I$157,_xlfn.XLOOKUP(V_GTel!C62&V_GTel!D62&V_GTel!E62,Daten!$B$159:$B$274&Daten!$A$159:$A$274&Daten!$C$159:$C$274,Daten!$F$159:$I$274)),\nIF(C62=$C$7,_xlfn.XLOOKUP(V_GTel!C62&V_GTel!D62&V_GTel!E62,Daten!$B$159:$B$274&Daten!$A$159:$A$274&Daten!$D$159:$D$274,Daten!$K$159:$K$274)*I62*_xlfn.XLOOKUP(G62,Daten!$M$157:$O$157,_xlfn.XLOOKUP(V_GTel!C62&V_GTel!D62&V_GTel!E62,Daten!$B$159:$B$274&Daten!$A$159:$A$274&Daten!$D$159:$D$274,Daten!$M$159:$O$274))*_xlfn.XLOOKUP(F62,Daten!$V$157:$Y$157,_xlfn.XLOOKUP(V_GTel!C62&V_GTel!D62&V_GTel!E62,Daten!$B$159:$B$274&Daten!$A$159:$A$274&Daten!$D$159:$D$274,Daten!$V$159:$Y$274)),\nIF(C62=$C$8,_xlfn.XLOOKUP(V_GTel!C62&V_GTel!D62&V_GTel!E62,Daten!$B$159:$B$274&Daten!$A$159:$A$274&Daten!$D$159:$D$274,Daten!$K$159:$K$274)*I62*_xlfn.XLOOKUP(G62,Daten!$M$157:$O$157,_xlfn.XLOOKUP(V_GTel!C62&V_GTel!D62&V_GTel!E62,Daten!$B$159:$B$274&Daten!$A$159:$A$274&Daten!$D$159:$D$274,Daten!$M$159:$O$274))*_xlfn.XLOOKUP(H62,Daten!$Q$157:$T$157,_xlfn.XLOOKUP(V_GTel!C62&V_GTel!D62&V_GTel!E62,Daten!$B$159:$B$274&Daten!$A$159:$A$274&Daten!$D$159:$D$274,Daten!$Q$159:$T$274)),\nIF(C62=$C$9,J62*K62*L62,\n\"\")))),0)","v":""},{"$f":"IFERROR(\nIF(C62=$C$6,TRANSPOSE(_xlfn._xlws.FILTER(Daten!$C$159:$C$274,(Daten!$A$159:$A$274=V_GTel!D62)*(Daten!$B$159:$B$274=V_GTel!C62))),\nIF(C62=$C$7,TRANSPOSE(_xlfn._xlws.FILTER(Daten!$D$159:$D$274,(Daten!$A$159:$A$274=V_GTel!D62)*(Daten!$B$159:$B$274=V_GTel!C62))),\nIF(C62=$C$8,TRANSPOSE(_xlfn._xlws.FILTER(Daten!$D$159:$D$274,(Daten!$A$159:$A$274=V_GTel!D62)*(Daten!$B$159:$B$274=V_GTel!C62))),\"\"))),\"\")","v":""}]
[{"$nulls":14},{"$f":"IFERROR(IF(C63=$C$6,_xlfn.XLOOKUP(V_GTel!F63,Daten!$F$157:$I$157,_xlfn.XLOOKUP(V_GTel!C63&V_GTel!D63&V_GTel!E63,Daten!$B$159:$B$274&Daten!$A$159:$A$274&Daten!$C$159:$C$274,Daten!$F$159:$I$274)),\nIF(C63=$C$7,_xlfn.XLOOKUP(V_GTel!C63&V_GTel!D63&V_GTel!E63,Daten!$B$159:$B$274&Daten!$A$159:$A$274&Daten!$D$159:$D$274,Daten!$K$159:$K$274)*I63*_xlfn.XLOOKUP(G63,Daten!$M$157:$O$157,_xlfn.XLOOKUP(V_GTel!C63&V_GTel!D63&V_GTel!E63,Daten!$B$159:$B$274&Daten!$A$159:$A$274&Daten!$D$159:$D$274,Daten!$M$159:$O$274))*_xlfn.XLOOKUP(F63,Daten!$V$157:$Y$157,_xlfn.XLOOKUP(V_GTel!C63&V_GTel!D63&V_GTel!E63,Daten!$B$159:$B$274&Daten!$A$159:$A$274&Daten!$D$159:$D$274,Daten!$V$159:$Y$274)),\nIF(C63=$C$8,_xlfn.XLOOKUP(V_GTel!C63&V_GTel!D63&V_GTel!E63,Daten!$B$159:$B$274&Daten!$A$159:$A$274&Daten!$D$159:$D$274,Daten!$K$159:$K$274)*I63*_xlfn.XLOOKUP(G63,Daten!$M$157:$O$157,_xlfn.XLOOKUP(V_GTel!C63&V_GTel!D63&V_GTel!E63,Daten!$B$159:$B$274&Daten!$A$159:$A$274&Daten!$D$159:$D$274,Daten!$M$159:$O$274))*_xlfn.XLOOKUP(H63,Daten!$Q$157:$T$157,_xlfn.XLOOKUP(V_GTel!C63&V_GTel!D63&V_GTel!E63,Daten!$B$159:$B$274&Daten!$A$159:$A$274&Daten!$D$159:$D$274,Daten!$Q$159:$T$274)),\nIF(C63=$C$9,J63*K63*L63,\n\"\")))),0)","v":""},{"$f":"IFERROR(\nIF(C63=$C$6,TRANSPOSE(_xlfn._xlws.FILTER(Daten!$C$159:$C$274,(Daten!$A$159:$A$274=V_GTel!D63)*(Daten!$B$159:$B$274=V_GTel!C63))),\nIF(C63=$C$7,TRANSPOSE(_xlfn._xlws.FILTER(Daten!$D$159:$D$274,(Daten!$A$159:$A$274=V_GTel!D63)*(Daten!$B$159:$B$274=V_GTel!C63))),\nIF(C63=$C$8,TRANSPOSE(_xlfn._xlws.FILTER(Daten!$D$159:$D$274,(Daten!$A$159:$A$274=V_GTel!D63)*(Daten!$B$159:$B$274=V_GTel!C63))),\"\"))),\"\")","v":""}]
[{"$nulls":14},{"$f":"IFERROR(IF(C64=$C$6,_xlfn.XLOOKUP(V_GTel!F64,Daten!$F$157:$I$157,_xlfn.XLOOKUP(V_GTel!C64&V_GTel!D64&V_GTel!E64,Daten!$B$159:$B$274&Daten!$A$159:$A$274&Daten!$C$159:$C$274,Daten!$F$159:$I$274)),\nIF(C64=$C$7,_xlfn.XLOOKUP(V_GTel!C64&V_GTel!D64&V_GTel!E64,Daten!$B$159:$B$274&Daten!$A$159:$A$274&Daten!$D$159:$D$274,Daten!$K$159:$K$274)*I64*_xlfn.XLOOKUP(G64,Daten!$M$157:$O$157,_xlfn.XLOOKUP(V_GTel!C64&V_GTel!D64&V_GTel!E64,Daten!$B$159:$B$274&Daten!$A$159:$A$274&Daten!$D$159:$D$274,Daten!$M$159:$O$274))*_xlfn.XLOOKUP(F64,Daten!$V$157:$Y$157,_xlfn.XLOOKUP(V_GTel!C64&V_GTel!D64&V_GTel!E64,Daten!$B$159:$B$274&Daten!$A$159:$A$274&Daten!$D$159:$D$274,Daten!$V$159:$Y$274)),\nIF(C64=$C$8,_xlfn.XLOOKUP(V_GTel!C64&V_GTel!D64&V_GTel!E64,Daten!$B$159:$B$274&Daten!$A$159:$A$274&Daten!$D$159:$D$274,Daten!$K$159:$K$274)*I64*_xlfn.XLOOKUP(G64,Daten!$M$157:$O$157,_xlfn.XLOOKUP(V_GTel!C64&V_GTel!D64&V_GTel!E64,Daten!$B$159:$B$274&Daten!$A$159:$A$274&Daten!$D$159:$D$274,Daten!$M$159:$O$274))*_xlfn.XLOOKUP(H64,Daten!$Q$157:$T$157,_xlfn.XLOOKUP(V_GTel!C64&V_GTel!D64&V_GTel!E64,Daten!$B$159:$B$274&Daten!$A$159:$A$274&Daten!$D$159:$D$274,Daten!$Q$159:$T$274)),\nIF(C64=$C$9,J64*K64*L64,\n\"\")))),0)","v":""},{"$f":"IFERROR(\nIF(C64=$C$6,TRANSPOSE(_xlfn._xlws.FILTER(Daten!$C$159:$C$274,(Daten!$A$159:$A$274=V_GTel!D64)*(Daten!$B$159:$B$274=V_GTel!C64))),\nIF(C64=$C$7,TRANSPOSE(_xlfn._xlws.FILTER(Daten!$D$159:$D$274,(Daten!$A$159:$A$274=V_GTel!D64)*(Daten!$B$159:$B$274=V_GTel!C64))),\nIF(C64=$C$8,TRANSPOSE(_xlfn._xlws.FILTER(Daten!$D$159:$D$274,(Daten!$A$159:$A$274=V_GTel!D64)*(Daten!$B$159:$B$274=V_GTel!C64))),\"\"))),\"\")","v":""}]
[{"$nulls":14},{"$f":"IFERROR(IF(C65=$C$6,_xlfn.XLOOKUP(V_GTel!F65,Daten!$F$157:$I$157,_xlfn.XLOOKUP(V_GTel!C65&V_GTel!D65&V_GTel!E65,Daten!$B$159:$B$274&Daten!$A$159:$A$274&Daten!$C$159:$C$274,Daten!$F$159:$I$274)),\nIF(C65=$C$7,_xlfn.XLOOKUP(V_GTel!C65&V_GTel!D65&V_GTel!E65,Daten!$B$159:$B$274&Daten!$A$159:$A$274&Daten!$D$159:$D$274,Daten!$K$159:$K$274)*I65*_xlfn.XLOOKUP(G65,Daten!$M$157:$O$157,_xlfn.XLOOKUP(V_GTel!C65&V_GTel!D65&V_GTel!E65,Daten!$B$159:$B$274&Daten!$A$159:$A$274&Daten!$D$159:$D$274,Daten!$M$159:$O$274))*_xlfn.XLOOKUP(F65,Daten!$V$157:$Y$157,_xlfn.XLOOKUP(V_GTel!C65&V_GTel!D65&V_GTel!E65,Daten!$B$159:$B$274&Daten!$A$159:$A$274&Daten!$D$159:$D$274,Daten!$V$159:$Y$274)),\nIF(C65=$C$8,_xlfn.XLOOKUP(V_GTel!C65&V_GTel!D65&V_GTel!E65,Daten!$B$159:$B$274&Daten!$A$159:$A$274&Daten!$D$159:$D$274,Daten!$K$159:$K$274)*I65*_xlfn.XLOOKUP(G65,Daten!$M$157:$O$157,_xlfn.XLOOKUP(V_GTel!C65&V_GTel!D65&V_GTel!E65,Daten!$B$159:$B$274&Daten!$A$159:$A$274&Daten!$D$159:$D$274,Daten!$M$159:$O$274))*_xlfn.XLOOKUP(H65,Daten!$Q$157:$T$157,_xlfn.XLOOKUP(V_GTel!C65&V_GTel!D65&V_GTel!E65,Daten!$B$159:$B$274&Daten!$A$159:$A$274&Daten!$D$159:$D$274,Daten!$Q$159:$T$274)),\nIF(C65=$C$9,J65*K65*L65,\n\"\")))),0)","v":""},{"$f":"IFERROR(\nIF(C65=$C$6,TRANSPOSE(_xlfn._xlws.FILTER(Daten!$C$159:$C$274,(Daten!$A$159:$A$274=V_GTel!D65)*(Daten!$B$159:$B$274=V_GTel!C65))),\nIF(C65=$C$7,TRANSPOSE(_xlfn._xlws.FILTER(Daten!$D$159:$D$274,(Daten!$A$159:$A$274=V_GTel!D65)*(Daten!$B$159:$B$274=V_GTel!C65))),\nIF(C65=$C$8,TRANSPOSE(_xlfn._xlws.FILTER(Daten!$D$159:$D$274,(Daten!$A$159:$A$274=V_GTel!D65)*(Daten!$B$159:$B$274=V_GTel!C65))),\"\"))),\"\")","v":""}]
[{"$nulls":14},{"$f":"IFERROR(IF(C66=$C$6,_xlfn.XLOOKUP(V_GTel!F66,Daten!$F$157:$I$157,_xlfn.XLOOKUP(V_GTel!C66&V_GTel!D66&V_GTel!E66,Daten!$B$159:$B$274&Daten!$A$159:$A$274&Daten!$C$159:$C$274,Daten!$F$159:$I$274)),\nIF(C66=$C$7,_xlfn.XLOOKUP(V_GTel!C66&V_GTel!D66&V_GTel!E66,Daten!$B$159:$B$274&Daten!$A$159:$A$274&Daten!$D$159:$D$274,Daten!$K$159:$K$274)*I66*_xlfn.XLOOKUP(G66,Daten!$M$157:$O$157,_xlfn.XLOOKUP(V_GTel!C66&V_GTel!D66&V_GTel!E66,Daten!$B$159:$B$274&Daten!$A$159:$A$274&Daten!$D$159:$D$274,Daten!$M$159:$O$274))*_xlfn.XLOOKUP(F66,Daten!$V$157:$Y$157,_xlfn.XLOOKUP(V_GTel!C66&V_GTel!D66&V_GTel!E66,Daten!$B$159:$B$274&Daten!$A$159:$A$274&Daten!$D$159:$D$274,Daten!$V$159:$Y$274)),\nIF(C66=$C$8,_xlfn.XLOOKUP(V_GTel!C66&V_GTel!D66&V_GTel!E66,Daten!$B$159:$B$274&Daten!$A$159:$A$274&Daten!$D$159:$D$274,Daten!$K$159:$K$274)*I66*_xlfn.XLOOKUP(G66,Daten!$M$157:$O$157,_xlfn.XLOOKUP(V_GTel!C66&V_GTel!D66&V_GTel!E66,Daten!$B$159:$B$274&Daten!$A$159:$A$274&Daten!$D$159:$D$274,Daten!$M$159:$O$274))*_xlfn.XLOOKUP(H66,Daten!$Q$157:$T$157,_xlfn.XLOOKUP(V_GTel!C66&V_GTel!D66&V_GTel!E66,Daten!$B$159:$B$274&Daten!$A$159:$A$274&Daten!$D$159:$D$274,Daten!$Q$159:$T$274)),\nIF(C66=$C$9,J66*K66*L66,\n\"\")))),0)","v":""},{"$f":"IFERROR(\nIF(C66=$C$6,TRANSPOSE(_xlfn._xlws.FILTER(Daten!$C$159:$C$274,(Daten!$A$159:$A$274=V_GTel!D66)*(Daten!$B$159:$B$274=V_GTel!C66))),\nIF(C66=$C$7,TRANSPOSE(_xlfn._xlws.FILTER(Daten!$D$159:$D$274,(Daten!$A$159:$A$274=V_GTel!D66)*(Daten!$B$159:$B$274=V_GTel!C66))),\nIF(C66=$C$8,TRANSPOSE(_xlfn._xlws.FILTER(Daten!$D$159:$D$274,(Daten!$A$159:$A$274=V_GTel!D66)*(Daten!$B$159:$B$274=V_GTel!C66))),\"\"))),\"\")","v":""}]
[{"$nulls":14},{"$f":"IFERROR(IF(C67=$C$6,_xlfn.XLOOKUP(V_GTel!F67,Daten!$F$157:$I$157,_xlfn.XLOOKUP(V_GTel!C67&V_GTel!D67&V_GTel!E67,Daten!$B$159:$B$274&Daten!$A$159:$A$274&Daten!$C$159:$C$274,Daten!$F$159:$I$274)),\nIF(C67=$C$7,_xlfn.XLOOKUP(V_GTel!C67&V_GTel!D67&V_GTel!E67,Daten!$B$159:$B$274&Daten!$A$159:$A$274&Daten!$D$159:$D$274,Daten!$K$159:$K$274)*I67*_xlfn.XLOOKUP(G67,Daten!$M$157:$O$157,_xlfn.XLOOKUP(V_GTel!C67&V_GTel!D67&V_GTel!E67,Daten!$B$159:$B$274&Daten!$A$159:$A$274&Daten!$D$159:$D$274,Daten!$M$159:$O$274))*_xlfn.XLOOKUP(F67,Daten!$V$157:$Y$157,_xlfn.XLOOKUP(V_GTel!C67&V_GTel!D67&V_GTel!E67,Daten!$B$159:$B$274&Daten!$A$159:$A$274&Daten!$D$159:$D$274,Daten!$V$159:$Y$274)),\nIF(C67=$C$8,_xlfn.XLOOKUP(V_GTel!C67&V_GTel!D67&V_GTel!E67,Daten!$B$159:$B$274&Daten!$A$159:$A$274&Daten!$D$159:$D$274,Daten!$K$159:$K$274)*I67*_xlfn.XLOOKUP(G67,Daten!$M$157:$O$157,_xlfn.XLOOKUP(V_GTel!C67&V_GTel!D67&V_GTel!E67,Daten!$B$159:$B$274&Daten!$A$159:$A$274&Daten!$D$159:$D$274,Daten!$M$159:$O$274))*_xlfn.XLOOKUP(H67,Daten!$Q$157:$T$157,_xlfn.XLOOKUP(V_GTel!C67&V_GTel!D67&V_GTel!E67,Daten!$B$159:$B$274&Daten!$A$159:$A$274&Daten!$D$159:$D$274,Daten!$Q$159:$T$274)),\nIF(C67=$C$9,J67*K67*L67,\n\"\")))),0)","v":""},{"$f":"IFERROR(\nIF(C67=$C$6,TRANSPOSE(_xlfn._xlws.FILTER(Daten!$C$159:$C$274,(Daten!$A$159:$A$274=V_GTel!D67)*(Daten!$B$159:$B$274=V_GTel!C67))),\nIF(C67=$C$7,TRANSPOSE(_xlfn._xlws.FILTER(Daten!$D$159:$D$274,(Daten!$A$159:$A$274=V_GTel!D67)*(Daten!$B$159:$B$274=V_GTel!C67))),\nIF(C67=$C$8,TRANSPOSE(_xlfn._xlws.FILTER(Daten!$D$159:$D$274,(Daten!$A$159:$A$274=V_GTel!D67)*(Daten!$B$159:$B$274=V_GTel!C67))),\"\"))),\"\")","v":""}]
[{"$nulls":14},{"$f":"IFERROR(IF(C68=$C$6,_xlfn.XLOOKUP(V_GTel!F68,Daten!$F$157:$I$157,_xlfn.XLOOKUP(V_GTel!C68&V_GTel!D68&V_GTel!E68,Daten!$B$159:$B$274&Daten!$A$159:$A$274&Daten!$C$159:$C$274,Daten!$F$159:$I$274)),\nIF(C68=$C$7,_xlfn.XLOOKUP(V_GTel!C68&V_GTel!D68&V_GTel!E68,Daten!$B$159:$B$274&Daten!$A$159:$A$274&Daten!$D$159:$D$274,Daten!$K$159:$K$274)*I68*_xlfn.XLOOKUP(G68,Daten!$M$157:$O$157,_xlfn.XLOOKUP(V_GTel!C68&V_GTel!D68&V_GTel!E68,Daten!$B$159:$B$274&Daten!$A$159:$A$274&Daten!$D$159:$D$274,Daten!$M$159:$O$274))*_xlfn.XLOOKUP(F68,Daten!$V$157:$Y$157,_xlfn.XLOOKUP(V_GTel!C68&V_GTel!D68&V_GTel!E68,Daten!$B$159:$B$274&Daten!$A$159:$A$274&Daten!$D$159:$D$274,Daten!$V$159:$Y$274)),\nIF(C68=$C$8,_xlfn.XLOOKUP(V_GTel!C68&V_GTel!D68&V_GTel!E68,Daten!$B$159:$B$274&Daten!$A$159:$A$274&Daten!$D$159:$D$274,Daten!$K$159:$K$274)*I68*_xlfn.XLOOKUP(G68,Daten!$M$157:$O$157,_xlfn.XLOOKUP(V_GTel!C68&V_GTel!D68&V_GTel!E68,Daten!$B$159:$B$274&Daten!$A$159:$A$274&Daten!$D$159:$D$274,Daten!$M$159:$O$274))*_xlfn.XLOOKUP(H68,Daten!$Q$157:$T$157,_xlfn.XLOOKUP(V_GTel!C68&V_GTel!D68&V_GTel!E68,Daten!$B$159:$B$274&Daten!$A$159:$A$274&Daten!$D$159:$D$274,Daten!$Q$159:$T$274)),\nIF(C68=$C$9,J68*K68*L68,\n\"\")))),0)","v":""},{"$f":"IFERROR(\nIF(C68=$C$6,TRANSPOSE(_xlfn._xlws.FILTER(Daten!$C$159:$C$274,(Daten!$A$159:$A$274=V_GTel!D68)*(Daten!$B$159:$B$274=V_GTel!C68))),\nIF(C68=$C$7,TRANSPOSE(_xlfn._xlws.FILTER(Daten!$D$159:$D$274,(Daten!$A$159:$A$274=V_GTel!D68)*(Daten!$B$159:$B$274=V_GTel!C68))),\nIF(C68=$C$8,TRANSPOSE(_xlfn._xlws.FILTER(Daten!$D$159:$D$274,(Daten!$A$159:$A$274=V_GTel!D68)*(Daten!$B$159:$B$274=V_GTel!C68))),\"\"))),\"\")","v":""}]
[{"$nulls":14},{"$f":"IFERROR(IF(C69=$C$6,_xlfn.XLOOKUP(V_GTel!F69,Daten!$F$157:$I$157,_xlfn.XLOOKUP(V_GTel!C69&V_GTel!D69&V_GTel!E69,Daten!$B$159:$B$274&Daten!$A$159:$A$274&Daten!$C$159:$C$274,Daten!$F$159:$I$274)),\nIF(C69=$C$7,_xlfn.XLOOKUP(V_GTel!C69&V_GTel!D69&V_GTel!E69,Daten!$B$159:$B$274&Daten!$A$159:$A$274&Daten!$D$159:$D$274,Daten!$K$159:$K$274)*I69*_xlfn.XLOOKUP(G69,Daten!$M$157:$O$157,_xlfn.XLOOKUP(V_GTel!C69&V_GTel!D69&V_GTel!E69,Daten!$B$159:$B$274&Daten!$A$159:$A$274&Daten!$D$159:$D$274,Daten!$M$159:$O$274))*_xlfn.XLOOKUP(F69,Daten!$V$157:$Y$157,_xlfn.XLOOKUP(V_GTel!C69&V_GTel!D69&V_GTel!E69,Daten!$B$159:$B$274&Daten!$A$159:$A$274&Daten!$D$159:$D$274,Daten!$V$159:$Y$274)),\nIF(C69=$C$8,_xlfn.XLOOKUP(V_GTel!C69&V_GTel!D69&V_GTel!E69,Daten!$B$159:$B$274&Daten!$A$159:$A$274&Daten!$D$159:$D$274,Daten!$K$159:$K$274)*I69*_xlfn.XLOOKUP(G69,Daten!$M$157:$O$157,_xlfn.XLOOKUP(V_GTel!C69&V_GTel!D69&V_GTel!E69,Daten!$B$159:$B$274&Daten!$A$159:$A$274&Daten!$D$159:$D$274,Daten!$M$159:$O$274))*_xlfn.XLOOKUP(H69,Daten!$Q$157:$T$157,_xlfn.XLOOKUP(V_GTel!C69&V_GTel!D69&V_GTel!E69,Daten!$B$159:$B$274&Daten!$A$159:$A$274&Daten!$D$159:$D$274,Daten!$Q$159:$T$274)),\nIF(C69=$C$9,J69*K69*L69,\n\"\")))),0)","v":""},{"$f":"IFERROR(\nIF(C69=$C$6,TRANSPOSE(_xlfn._xlws.FILTER(Daten!$C$159:$C$274,(Daten!$A$159:$A$274=V_GTel!D69)*(Daten!$B$159:$B$274=V_GTel!C69))),\nIF(C69=$C$7,TRANSPOSE(_xlfn._xlws.FILTER(Daten!$D$159:$D$274,(Daten!$A$159:$A$274=V_GTel!D69)*(Daten!$B$159:$B$274=V_GTel!C69))),\nIF(C69=$C$8,TRANSPOSE(_xlfn._xlws.FILTER(Daten!$D$159:$D$274,(Daten!$A$159:$A$274=V_GTel!D69)*(Daten!$B$159:$B$274=V_GTel!C69))),\"\"))),\"\")","v":""}]
[{"$nulls":14},{"$f":"IFERROR(IF(C70=$C$6,_xlfn.XLOOKUP(V_GTel!F70,Daten!$F$157:$I$157,_xlfn.XLOOKUP(V_GTel!C70&V_GTel!D70&V_GTel!E70,Daten!$B$159:$B$274&Daten!$A$159:$A$274&Daten!$C$159:$C$274,Daten!$F$159:$I$274)),\nIF(C70=$C$7,_xlfn.XLOOKUP(V_GTel!C70&V_GTel!D70&V_GTel!E70,Daten!$B$159:$B$274&Daten!$A$159:$A$274&Daten!$D$159:$D$274,Daten!$K$159:$K$274)*I70*_xlfn.XLOOKUP(G70,Daten!$M$157:$O$157,_xlfn.XLOOKUP(V_GTel!C70&V_GTel!D70&V_GTel!E70,Daten!$B$159:$B$274&Daten!$A$159:$A$274&Daten!$D$159:$D$274,Daten!$M$159:$O$274))*_xlfn.XLOOKUP(F70,Daten!$V$157:$Y$157,_xlfn.XLOOKUP(V_GTel!C70&V_GTel!D70&V_GTel!E70,Daten!$B$159:$B$274&Daten!$A$159:$A$274&Daten!$D$159:$D$274,Daten!$V$159:$Y$274)),\nIF(C70=$C$8,_xlfn.XLOOKUP(V_GTel!C70&V_GTel!D70&V_GTel!E70,Daten!$B$159:$B$274&Daten!$A$159:$A$274&Daten!$D$159:$D$274,Daten!$K$159:$K$274)*I70*_xlfn.XLOOKUP(G70,Daten!$M$157:$O$157,_xlfn.XLOOKUP(V_GTel!C70&V_GTel!D70&V_GTel!E70,Daten!$B$159:$B$274&Daten!$A$159:$A$274&Daten!$D$159:$D$274,Daten!$M$159:$O$274))*_xlfn.XLOOKUP(H70,Daten!$Q$157:$T$157,_xlfn.XLOOKUP(V_GTel!C70&V_GTel!D70&V_GTel!E70,Daten!$B$159:$B$274&Daten!$A$159:$A$274&Daten!$D$159:$D$274,Daten!$Q$159:$T$274)),\nIF(C70=$C$9,J70*K70*L70,\n\"\")))),0)","v":""},{"$f":"IFERROR(\nIF(C70=$C$6,TRANSPOSE(_xlfn._xlws.FILTER(Daten!$C$159:$C$274,(Daten!$A$159:$A$274=V_GTel!D70)*(Daten!$B$159:$B$274=V_GTel!C70))),\nIF(C70=$C$7,TRANSPOSE(_xlfn._xlws.FILTER(Daten!$D$159:$D$274,(Daten!$A$159:$A$274=V_GTel!D70)*(Daten!$B$159:$B$274=V_GTel!C70))),\nIF(C70=$C$8,TRANSPOSE(_xlfn._xlws.FILTER(Daten!$D$159:$D$274,(Daten!$A$159:$A$274=V_GTel!D70)*(Daten!$B$159:$B$274=V_GTel!C70))),\"\"))),\"\")","v":""}]
[{"$nulls":14},{"$f":"IFERROR(IF(C71=$C$6,_xlfn.XLOOKUP(V_GTel!F71,Daten!$F$157:$I$157,_xlfn.XLOOKUP(V_GTel!C71&V_GTel!D71&V_GTel!E71,Daten!$B$159:$B$274&Daten!$A$159:$A$274&Daten!$C$159:$C$274,Daten!$F$159:$I$274)),\nIF(C71=$C$7,_xlfn.XLOOKUP(V_GTel!C71&V_GTel!D71&V_GTel!E71,Daten!$B$159:$B$274&Daten!$A$159:$A$274&Daten!$D$159:$D$274,Daten!$K$159:$K$274)*I71*_xlfn.XLOOKUP(G71,Daten!$M$157:$O$157,_xlfn.XLOOKUP(V_GTel!C71&V_GTel!D71&V_GTel!E71,Daten!$B$159:$B$274&Daten!$A$159:$A$274&Daten!$D$159:$D$274,Daten!$M$159:$O$274))*_xlfn.XLOOKUP(F71,Daten!$V$157:$Y$157,_xlfn.XLOOKUP(V_GTel!C71&V_GTel!D71&V_GTel!E71,Daten!$B$159:$B$274&Daten!$A$159:$A$274&Daten!$D$159:$D$274,Daten!$V$159:$Y$274)),\nIF(C71=$C$8,_xlfn.XLOOKUP(V_GTel!C71&V_GTel!D71&V_GTel!E71,Daten!$B$159:$B$274&Daten!$A$159:$A$274&Daten!$D$159:$D$274,Daten!$K$159:$K$274)*I71*_xlfn.XLOOKUP(G71,Daten!$M$157:$O$157,_xlfn.XLOOKUP(V_GTel!C71&V_GTel!D71&V_GTel!E71,Daten!$B$159:$B$274&Daten!$A$159:$A$274&Daten!$D$159:$D$274,Daten!$M$159:$O$274))*_xlfn.XLOOKUP(H71,Daten!$Q$157:$T$157,_xlfn.XLOOKUP(V_GTel!C71&V_GTel!D71&V_GTel!E71,Daten!$B$159:$B$274&Daten!$A$159:$A$274&Daten!$D$159:$D$274,Daten!$Q$159:$T$274)),\nIF(C71=$C$9,J71*K71*L71,\n\"\")))),0)","v":""},{"$f":"IFERROR(\nIF(C71=$C$6,TRANSPOSE(_xlfn._xlws.FILTER(Daten!$C$159:$C$274,(Daten!$A$159:$A$274=V_GTel!D71)*(Daten!$B$159:$B$274=V_GTel!C71))),\nIF(C71=$C$7,TRANSPOSE(_xlfn._xlws.FILTER(Daten!$D$159:$D$274,(Daten!$A$159:$A$274=V_GTel!D71)*(Daten!$B$159:$B$274=V_GTel!C71))),\nIF(C71=$C$8,TRANSPOSE(_xlfn._xlws.FILTER(Daten!$D$159:$D$274,(Daten!$A$159:$A$274=V_GTel!D71)*(Daten!$B$159:$B$274=V_GTel!C71))),\"\"))),\"\")","v":""}]
[{"$nulls":14},{"$f":"IFERROR(IF(C72=$C$6,_xlfn.XLOOKUP(V_GTel!F72,Daten!$F$157:$I$157,_xlfn.XLOOKUP(V_GTel!C72&V_GTel!D72&V_GTel!E72,Daten!$B$159:$B$274&Daten!$A$159:$A$274&Daten!$C$159:$C$274,Daten!$F$159:$I$274)),\nIF(C72=$C$7,_xlfn.XLOOKUP(V_GTel!C72&V_GTel!D72&V_GTel!E72,Daten!$B$159:$B$274&Daten!$A$159:$A$274&Daten!$D$159:$D$274,Daten!$K$159:$K$274)*I72*_xlfn.XLOOKUP(G72,Daten!$M$157:$O$157,_xlfn.XLOOKUP(V_GTel!C72&V_GTel!D72&V_GTel!E72,Daten!$B$159:$B$274&Daten!$A$159:$A$274&Daten!$D$159:$D$274,Daten!$M$159:$O$274))*_xlfn.XLOOKUP(F72,Daten!$V$157:$Y$157,_xlfn.XLOOKUP(V_GTel!C72&V_GTel!D72&V_GTel!E72,Daten!$B$159:$B$274&Daten!$A$159:$A$274&Daten!$D$159:$D$274,Daten!$V$159:$Y$274)),\nIF(C72=$C$8,_xlfn.XLOOKUP(V_GTel!C72&V_GTel!D72&V_GTel!E72,Daten!$B$159:$B$274&Daten!$A$159:$A$274&Daten!$D$159:$D$274,Daten!$K$159:$K$274)*I72*_xlfn.XLOOKUP(G72,Daten!$M$157:$O$157,_xlfn.XLOOKUP(V_GTel!C72&V_GTel!D72&V_GTel!E72,Daten!$B$159:$B$274&Daten!$A$159:$A$274&Daten!$D$159:$D$274,Daten!$M$159:$O$274))*_xlfn.XLOOKUP(H72,Daten!$Q$157:$T$157,_xlfn.XLOOKUP(V_GTel!C72&V_GTel!D72&V_GTel!E72,Daten!$B$159:$B$274&Daten!$A$159:$A$274&Daten!$D$159:$D$274,Daten!$Q$159:$T$274)),\nIF(C72=$C$9,J72*K72*L72,\n\"\")))),0)","v":""},{"$f":"IFERROR(\nIF(C72=$C$6,TRANSPOSE(_xlfn._xlws.FILTER(Daten!$C$159:$C$274,(Daten!$A$159:$A$274=V_GTel!D72)*(Daten!$B$159:$B$274=V_GTel!C72))),\nIF(C72=$C$7,TRANSPOSE(_xlfn._xlws.FILTER(Daten!$D$159:$D$274,(Daten!$A$159:$A$274=V_GTel!D72)*(Daten!$B$159:$B$274=V_GTel!C72))),\nIF(C72=$C$8,TRANSPOSE(_xlfn._xlws.FILTER(Daten!$D$159:$D$274,(Daten!$A$159:$A$274=V_GTel!D72)*(Daten!$B$159:$B$274=V_GTel!C72))),\"\"))),\"\")","v":""}]
[{"$nulls":14},{"$f":"IFERROR(IF(C73=$C$6,_xlfn.XLOOKUP(V_GTel!F73,Daten!$F$157:$I$157,_xlfn.XLOOKUP(V_GTel!C73&V_GTel!D73&V_GTel!E73,Daten!$B$159:$B$274&Daten!$A$159:$A$274&Daten!$C$159:$C$274,Daten!$F$159:$I$274)),\nIF(C73=$C$7,_xlfn.XLOOKUP(V_GTel!C73&V_GTel!D73&V_GTel!E73,Daten!$B$159:$B$274&Daten!$A$159:$A$274&Daten!$D$159:$D$274,Daten!$K$159:$K$274)*I73*_xlfn.XLOOKUP(G73,Daten!$M$157:$O$157,_xlfn.XLOOKUP(V_GTel!C73&V_GTel!D73&V_GTel!E73,Daten!$B$159:$B$274&Daten!$A$159:$A$274&Daten!$D$159:$D$274,Daten!$M$159:$O$274))*_xlfn.XLOOKUP(F73,Daten!$V$157:$Y$157,_xlfn.XLOOKUP(V_GTel!C73&V_GTel!D73&V_GTel!E73,Daten!$B$159:$B$274&Daten!$A$159:$A$274&Daten!$D$159:$D$274,Daten!$V$159:$Y$274)),\nIF(C73=$C$8,_xlfn.XLOOKUP(V_GTel!C73&V_GTel!D73&V_GTel!E73,Daten!$B$159:$B$274&Daten!$A$159:$A$274&Daten!$D$159:$D$274,Daten!$K$159:$K$274)*I73*_xlfn.XLOOKUP(G73,Daten!$M$157:$O$157,_xlfn.XLOOKUP(V_GTel!C73&V_GTel!D73&V_GTel!E73,Daten!$B$159:$B$274&Daten!$A$159:$A$274&Daten!$D$159:$D$274,Daten!$M$159:$O$274))*_xlfn.XLOOKUP(H73,Daten!$Q$157:$T$157,_xlfn.XLOOKUP(V_GTel!C73&V_GTel!D73&V_GTel!E73,Daten!$B$159:$B$274&Daten!$A$159:$A$274&Daten!$D$159:$D$274,Daten!$Q$159:$T$274)),\nIF(C73=$C$9,J73*K73*L73,\n\"\")))),0)","v":""},{"$f":"IFERROR(\nIF(C73=$C$6,TRANSPOSE(_xlfn._xlws.FILTER(Daten!$C$159:$C$274,(Daten!$A$159:$A$274=V_GTel!D73)*(Daten!$B$159:$B$274=V_GTel!C73))),\nIF(C73=$C$7,TRANSPOSE(_xlfn._xlws.FILTER(Daten!$D$159:$D$274,(Daten!$A$159:$A$274=V_GTel!D73)*(Daten!$B$159:$B$274=V_GTel!C73))),\nIF(C73=$C$8,TRANSPOSE(_xlfn._xlws.FILTER(Daten!$D$159:$D$274,(Daten!$A$159:$A$274=V_GTel!D73)*(Daten!$B$159:$B$274=V_GTel!C73))),\"\"))),\"\")","v":""}]
[{"$nulls":14},{"$f":"IFERROR(IF(C74=$C$6,_xlfn.XLOOKUP(V_GTel!F74,Daten!$F$157:$I$157,_xlfn.XLOOKUP(V_GTel!C74&V_GTel!D74&V_GTel!E74,Daten!$B$159:$B$274&Daten!$A$159:$A$274&Daten!$C$159:$C$274,Daten!$F$159:$I$274)),\nIF(C74=$C$7,_xlfn.XLOOKUP(V_GTel!C74&V_GTel!D74&V_GTel!E74,Daten!$B$159:$B$274&Daten!$A$159:$A$274&Daten!$D$159:$D$274,Daten!$K$159:$K$274)*I74*_xlfn.XLOOKUP(G74,Daten!$M$157:$O$157,_xlfn.XLOOKUP(V_GTel!C74&V_GTel!D74&V_GTel!E74,Daten!$B$159:$B$274&Daten!$A$159:$A$274&Daten!$D$159:$D$274,Daten!$M$159:$O$274))*_xlfn.XLOOKUP(F74,Daten!$V$157:$Y$157,_xlfn.XLOOKUP(V_GTel!C74&V_GTel!D74&V_GTel!E74,Daten!$B$159:$B$274&Daten!$A$159:$A$274&Daten!$D$159:$D$274,Daten!$V$159:$Y$274)),\nIF(C74=$C$8,_xlfn.XLOOKUP(V_GTel!C74&V_GTel!D74&V_GTel!E74,Daten!$B$159:$B$274&Daten!$A$159:$A$274&Daten!$D$159:$D$274,Daten!$K$159:$K$274)*I74*_xlfn.XLOOKUP(G74,Daten!$M$157:$O$157,_xlfn.XLOOKUP(V_GTel!C74&V_GTel!D74&V_GTel!E74,Daten!$B$159:$B$274&Daten!$A$159:$A$274&Daten!$D$159:$D$274,Daten!$M$159:$O$274))*_xlfn.XLOOKUP(H74,Daten!$Q$157:$T$157,_xlfn.XLOOKUP(V_GTel!C74&V_GTel!D74&V_GTel!E74,Daten!$B$159:$B$274&Daten!$A$159:$A$274&Daten!$D$159:$D$274,Daten!$Q$159:$T$274)),\nIF(C74=$C$9,J74*K74*L74,\n\"\")))),0)","v":""},{"$f":"IFERROR(\nIF(C74=$C$6,TRANSPOSE(_xlfn._xlws.FILTER(Daten!$C$159:$C$274,(Daten!$A$159:$A$274=V_GTel!D74)*(Daten!$B$159:$B$274=V_GTel!C74))),\nIF(C74=$C$7,TRANSPOSE(_xlfn._xlws.FILTER(Daten!$D$159:$D$274,(Daten!$A$159:$A$274=V_GTel!D74)*(Daten!$B$159:$B$274=V_GTel!C74))),\nIF(C74=$C$8,TRANSPOSE(_xlfn._xlws.FILTER(Daten!$D$159:$D$274,(Daten!$A$159:$A$274=V_GTel!D74)*(Daten!$B$159:$B$274=V_GTel!C74))),\"\"))),\"\")","v":""}]
[{"$nulls":14},{"$f":"IFERROR(IF(C75=$C$6,_xlfn.XLOOKUP(V_GTel!F75,Daten!$F$157:$I$157,_xlfn.XLOOKUP(V_GTel!C75&V_GTel!D75&V_GTel!E75,Daten!$B$159:$B$274&Daten!$A$159:$A$274&Daten!$C$159:$C$274,Daten!$F$159:$I$274)),\nIF(C75=$C$7,_xlfn.XLOOKUP(V_GTel!C75&V_GTel!D75&V_GTel!E75,Daten!$B$159:$B$274&Daten!$A$159:$A$274&Daten!$D$159:$D$274,Daten!$K$159:$K$274)*I75*_xlfn.XLOOKUP(G75,Daten!$M$157:$O$157,_xlfn.XLOOKUP(V_GTel!C75&V_GTel!D75&V_GTel!E75,Daten!$B$159:$B$274&Daten!$A$159:$A$274&Daten!$D$159:$D$274,Daten!$M$159:$O$274))*_xlfn.XLOOKUP(F75,Daten!$V$157:$Y$157,_xlfn.XLOOKUP(V_GTel!C75&V_GTel!D75&V_GTel!E75,Daten!$B$159:$B$274&Daten!$A$159:$A$274&Daten!$D$159:$D$274,Daten!$V$159:$Y$274)),\nIF(C75=$C$8,_xlfn.XLOOKUP(V_GTel!C75&V_GTel!D75&V_GTel!E75,Daten!$B$159:$B$274&Daten!$A$159:$A$274&Daten!$D$159:$D$274,Daten!$K$159:$K$274)*I75*_xlfn.XLOOKUP(G75,Daten!$M$157:$O$157,_xlfn.XLOOKUP(V_GTel!C75&V_GTel!D75&V_GTel!E75,Daten!$B$159:$B$274&Daten!$A$159:$A$274&Daten!$D$159:$D$274,Daten!$M$159:$O$274))*_xlfn.XLOOKUP(H75,Daten!$Q$157:$T$157,_xlfn.XLOOKUP(V_GTel!C75&V_GTel!D75&V_GTel!E75,Daten!$B$159:$B$274&Daten!$A$159:$A$274&Daten!$D$159:$D$274,Daten!$Q$159:$T$274)),\nIF(C75=$C$9,J75*K75*L75,\n\"\")))),0)","v":""},{"$f":"IFERROR(\nIF(C75=$C$6,TRANSPOSE(_xlfn._xlws.FILTER(Daten!$C$159:$C$274,(Daten!$A$159:$A$274=V_GTel!D75)*(Daten!$B$159:$B$274=V_GTel!C75))),\nIF(C75=$C$7,TRANSPOSE(_xlfn._xlws.FILTER(Daten!$D$159:$D$274,(Daten!$A$159:$A$274=V_GTel!D75)*(Daten!$B$159:$B$274=V_GTel!C75))),\nIF(C75=$C$8,TRANSPOSE(_xlfn._xlws.FILTER(Daten!$D$159:$D$274,(Daten!$A$159:$A$274=V_GTel!D75)*(Daten!$B$159:$B$274=V_GTel!C75))),\"\"))),\"\")","v":""}]
[{"$nulls":14},{"$f":"IFERROR(IF(C76=$C$6,_xlfn.XLOOKUP(V_GTel!F76,Daten!$F$157:$I$157,_xlfn.XLOOKUP(V_GTel!C76&V_GTel!D76&V_GTel!E76,Daten!$B$159:$B$274&Daten!$A$159:$A$274&Daten!$C$159:$C$274,Daten!$F$159:$I$274)),\nIF(C76=$C$7,_xlfn.XLOOKUP(V_GTel!C76&V_GTel!D76&V_GTel!E76,Daten!$B$159:$B$274&Daten!$A$159:$A$274&Daten!$D$159:$D$274,Daten!$K$159:$K$274)*I76*_xlfn.XLOOKUP(G76,Daten!$M$157:$O$157,_xlfn.XLOOKUP(V_GTel!C76&V_GTel!D76&V_GTel!E76,Daten!$B$159:$B$274&Daten!$A$159:$A$274&Daten!$D$159:$D$274,Daten!$M$159:$O$274))*_xlfn.XLOOKUP(F76,Daten!$V$157:$Y$157,_xlfn.XLOOKUP(V_GTel!C76&V_GTel!D76&V_GTel!E76,Daten!$B$159:$B$274&Daten!$A$159:$A$274&Daten!$D$159:$D$274,Daten!$V$159:$Y$274)),\nIF(C76=$C$8,_xlfn.XLOOKUP(V_GTel!C76&V_GTel!D76&V_GTel!E76,Daten!$B$159:$B$274&Daten!$A$159:$A$274&Daten!$D$159:$D$274,Daten!$K$159:$K$274)*I76*_xlfn.XLOOKUP(G76,Daten!$M$157:$O$157,_xlfn.XLOOKUP(V_GTel!C76&V_GTel!D76&V_GTel!E76,Daten!$B$159:$B$274&Daten!$A$159:$A$274&Daten!$D$159:$D$274,Daten!$M$159:$O$274))*_xlfn.XLOOKUP(H76,Daten!$Q$157:$T$157,_xlfn.XLOOKUP(V_GTel!C76&V_GTel!D76&V_GTel!E76,Daten!$B$159:$B$274&Daten!$A$159:$A$274&Daten!$D$159:$D$274,Daten!$Q$159:$T$274)),\nIF(C76=$C$9,J76*K76*L76,\n\"\")))),0)","v":""},{"$f":"IFERROR(\nIF(C76=$C$6,TRANSPOSE(_xlfn._xlws.FILTER(Daten!$C$159:$C$274,(Daten!$A$159:$A$274=V_GTel!D76)*(Daten!$B$159:$B$274=V_GTel!C76))),\nIF(C76=$C$7,TRANSPOSE(_xlfn._xlws.FILTER(Daten!$D$159:$D$274,(Daten!$A$159:$A$274=V_GTel!D76)*(Daten!$B$159:$B$274=V_GTel!C76))),\nIF(C76=$C$8,TRANSPOSE(_xlfn._xlws.FILTER(Daten!$D$159:$D$274,(Daten!$A$159:$A$274=V_GTel!D76)*(Daten!$B$159:$B$274=V_GTel!C76))),\"\"))),\"\")","v":""}]
[{"$nulls":14},{"$f":"IFERROR(IF(C77=$C$6,_xlfn.XLOOKUP(V_GTel!F77,Daten!$F$157:$I$157,_xlfn.XLOOKUP(V_GTel!C77&V_GTel!D77&V_GTel!E77,Daten!$B$159:$B$274&Daten!$A$159:$A$274&Daten!$C$159:$C$274,Daten!$F$159:$I$274)),\nIF(C77=$C$7,_xlfn.XLOOKUP(V_GTel!C77&V_GTel!D77&V_GTel!E77,Daten!$B$159:$B$274&Daten!$A$159:$A$274&Daten!$D$159:$D$274,Daten!$K$159:$K$274)*I77*_xlfn.XLOOKUP(G77,Daten!$M$157:$O$157,_xlfn.XLOOKUP(V_GTel!C77&V_GTel!D77&V_GTel!E77,Daten!$B$159:$B$274&Daten!$A$159:$A$274&Daten!$D$159:$D$274,Daten!$M$159:$O$274))*_xlfn.XLOOKUP(F77,Daten!$V$157:$Y$157,_xlfn.XLOOKUP(V_GTel!C77&V_GTel!D77&V_GTel!E77,Daten!$B$159:$B$274&Daten!$A$159:$A$274&Daten!$D$159:$D$274,Daten!$V$159:$Y$274)),\nIF(C77=$C$8,_xlfn.XLOOKUP(V_GTel!C77&V_GTel!D77&V_GTel!E77,Daten!$B$159:$B$274&Daten!$A$159:$A$274&Daten!$D$159:$D$274,Daten!$K$159:$K$274)*I77*_xlfn.XLOOKUP(G77,Daten!$M$157:$O$157,_xlfn.XLOOKUP(V_GTel!C77&V_GTel!D77&V_GTel!E77,Daten!$B$159:$B$274&Daten!$A$159:$A$274&Daten!$D$159:$D$274,Daten!$M$159:$O$274))*_xlfn.XLOOKUP(H77,Daten!$Q$157:$T$157,_xlfn.XLOOKUP(V_GTel!C77&V_GTel!D77&V_GTel!E77,Daten!$B$159:$B$274&Daten!$A$159:$A$274&Daten!$D$159:$D$274,Daten!$Q$159:$T$274)),\nIF(C77=$C$9,J77*K77*L77,\n\"\")))),0)","v":""},{"$f":"IFERROR(\nIF(C77=$C$6,TRANSPOSE(_xlfn._xlws.FILTER(Daten!$C$159:$C$274,(Daten!$A$159:$A$274=V_GTel!D77)*(Daten!$B$159:$B$274=V_GTel!C77))),\nIF(C77=$C$7,TRANSPOSE(_xlfn._xlws.FILTER(Daten!$D$159:$D$274,(Daten!$A$159:$A$274=V_GTel!D77)*(Daten!$B$159:$B$274=V_GTel!C77))),\nIF(C77=$C$8,TRANSPOSE(_xlfn._xlws.FILTER(Daten!$D$159:$D$274,(Daten!$A$159:$A$274=V_GTel!D77)*(Daten!$B$159:$B$274=V_GTel!C77))),\"\"))),\"\")","v":""}]
[{"$nulls":14},{"$f":"IFERROR(IF(C78=$C$6,_xlfn.XLOOKUP(V_GTel!F78,Daten!$F$157:$I$157,_xlfn.XLOOKUP(V_GTel!C78&V_GTel!D78&V_GTel!E78,Daten!$B$159:$B$274&Daten!$A$159:$A$274&Daten!$C$159:$C$274,Daten!$F$159:$I$274)),\nIF(C78=$C$7,_xlfn.XLOOKUP(V_GTel!C78&V_GTel!D78&V_GTel!E78,Daten!$B$159:$B$274&Daten!$A$159:$A$274&Daten!$D$159:$D$274,Daten!$K$159:$K$274)*I78*_xlfn.XLOOKUP(G78,Daten!$M$157:$O$157,_xlfn.XLOOKUP(V_GTel!C78&V_GTel!D78&V_GTel!E78,Daten!$B$159:$B$274&Daten!$A$159:$A$274&Daten!$D$159:$D$274,Daten!$M$159:$O$274))*_xlfn.XLOOKUP(F78,Daten!$V$157:$Y$157,_xlfn.XLOOKUP(V_GTel!C78&V_GTel!D78&V_GTel!E78,Daten!$B$159:$B$274&Daten!$A$159:$A$274&Daten!$D$159:$D$274,Daten!$V$159:$Y$274)),\nIF(C78=$C$8,_xlfn.XLOOKUP(V_GTel!C78&V_GTel!D78&V_GTel!E78,Daten!$B$159:$B$274&Daten!$A$159:$A$274&Daten!$D$159:$D$274,Daten!$K$159:$K$274)*I78*_xlfn.XLOOKUP(G78,Daten!$M$157:$O$157,_xlfn.XLOOKUP(V_GTel!C78&V_GTel!D78&V_GTel!E78,Daten!$B$159:$B$274&Daten!$A$159:$A$274&Daten!$D$159:$D$274,Daten!$M$159:$O$274))*_xlfn.XLOOKUP(H78,Daten!$Q$157:$T$157,_xlfn.XLOOKUP(V_GTel!C78&V_GTel!D78&V_GTel!E78,Daten!$B$159:$B$274&Daten!$A$159:$A$274&Daten!$D$159:$D$274,Daten!$Q$159:$T$274)),\nIF(C78=$C$9,J78*K78*L78,\n\"\")))),0)","v":""},{"$f":"IFERROR(\nIF(C78=$C$6,TRANSPOSE(_xlfn._xlws.FILTER(Daten!$C$159:$C$274,(Daten!$A$159:$A$274=V_GTel!D78)*(Daten!$B$159:$B$274=V_GTel!C78))),\nIF(C78=$C$7,TRANSPOSE(_xlfn._xlws.FILTER(Daten!$D$159:$D$274,(Daten!$A$159:$A$274=V_GTel!D78)*(Daten!$B$159:$B$274=V_GTel!C78))),\nIF(C78=$C$8,TRANSPOSE(_xlfn._xlws.FILTER(Daten!$D$159:$D$274,(Daten!$A$159:$A$274=V_GTel!D78)*(Daten!$B$159:$B$274=V_GTel!C78))),\"\"))),\"\")","v":""}]
[{"$nulls":14},{"$f":"IFERROR(IF(C79=$C$6,_xlfn.XLOOKUP(V_GTel!F79,Daten!$F$157:$I$157,_xlfn.XLOOKUP(V_GTel!C79&V_GTel!D79&V_GTel!E79,Daten!$B$159:$B$274&Daten!$A$159:$A$274&Daten!$C$159:$C$274,Daten!$F$159:$I$274)),\nIF(C79=$C$7,_xlfn.XLOOKUP(V_GTel!C79&V_GTel!D79&V_GTel!E79,Daten!$B$159:$B$274&Daten!$A$159:$A$274&Daten!$D$159:$D$274,Daten!$K$159:$K$274)*I79*_xlfn.XLOOKUP(G79,Daten!$M$157:$O$157,_xlfn.XLOOKUP(V_GTel!C79&V_GTel!D79&V_GTel!E79,Daten!$B$159:$B$274&Daten!$A$159:$A$274&Daten!$D$159:$D$274,Daten!$M$159:$O$274))*_xlfn.XLOOKUP(F79,Daten!$V$157:$Y$157,_xlfn.XLOOKUP(V_GTel!C79&V_GTel!D79&V_GTel!E79,Daten!$B$159:$B$274&Daten!$A$159:$A$274&Daten!$D$159:$D$274,Daten!$V$159:$Y$274)),\nIF(C79=$C$8,_xlfn.XLOOKUP(V_GTel!C79&V_GTel!D79&V_GTel!E79,Daten!$B$159:$B$274&Daten!$A$159:$A$274&Daten!$D$159:$D$274,Daten!$K$159:$K$274)*I79*_xlfn.XLOOKUP(G79,Daten!$M$157:$O$157,_xlfn.XLOOKUP(V_GTel!C79&V_GTel!D79&V_GTel!E79,Daten!$B$159:$B$274&Daten!$A$159:$A$274&Daten!$D$159:$D$274,Daten!$M$159:$O$274))*_xlfn.XLOOKUP(H79,Daten!$Q$157:$T$157,_xlfn.XLOOKUP(V_GTel!C79&V_GTel!D79&V_GTel!E79,Daten!$B$159:$B$274&Daten!$A$159:$A$274&Daten!$D$159:$D$274,Daten!$Q$159:$T$274)),\nIF(C79=$C$9,J79*K79*L79,\n\"\")))),0)","v":""},{"$f":"IFERROR(\nIF(C79=$C$6,TRANSPOSE(_xlfn._xlws.FILTER(Daten!$C$159:$C$274,(Daten!$A$159:$A$274=V_GTel!D79)*(Daten!$B$159:$B$274=V_GTel!C79))),\nIF(C79=$C$7,TRANSPOSE(_xlfn._xlws.FILTER(Daten!$D$159:$D$274,(Daten!$A$159:$A$274=V_GTel!D79)*(Daten!$B$159:$B$274=V_GTel!C79))),\nIF(C79=$C$8,TRANSPOSE(_xlfn._xlws.FILTER(Daten!$D$159:$D$274,(Daten!$A$159:$A$274=V_GTel!D79)*(Daten!$B$159:$B$274=V_GTel!C79))),\"\"))),\"\")","v":""}]
[{"$nulls":14},{"$f":"IFERROR(IF(C80=$C$6,_xlfn.XLOOKUP(V_GTel!F80,Daten!$F$157:$I$157,_xlfn.XLOOKUP(V_GTel!C80&V_GTel!D80&V_GTel!E80,Daten!$B$159:$B$274&Daten!$A$159:$A$274&Daten!$C$159:$C$274,Daten!$F$159:$I$274)),\nIF(C80=$C$7,_xlfn.XLOOKUP(V_GTel!C80&V_GTel!D80&V_GTel!E80,Daten!$B$159:$B$274&Daten!$A$159:$A$274&Daten!$D$159:$D$274,Daten!$K$159:$K$274)*I80*_xlfn.XLOOKUP(G80,Daten!$M$157:$O$157,_xlfn.XLOOKUP(V_GTel!C80&V_GTel!D80&V_GTel!E80,Daten!$B$159:$B$274&Daten!$A$159:$A$274&Daten!$D$159:$D$274,Daten!$M$159:$O$274))*_xlfn.XLOOKUP(F80,Daten!$V$157:$Y$157,_xlfn.XLOOKUP(V_GTel!C80&V_GTel!D80&V_GTel!E80,Daten!$B$159:$B$274&Daten!$A$159:$A$274&Daten!$D$159:$D$274,Daten!$V$159:$Y$274)),\nIF(C80=$C$8,_xlfn.XLOOKUP(V_GTel!C80&V_GTel!D80&V_GTel!E80,Daten!$B$159:$B$274&Daten!$A$159:$A$274&Daten!$D$159:$D$274,Daten!$K$159:$K$274)*I80*_xlfn.XLOOKUP(G80,Daten!$M$157:$O$157,_xlfn.XLOOKUP(V_GTel!C80&V_GTel!D80&V_GTel!E80,Daten!$B$159:$B$274&Daten!$A$159:$A$274&Daten!$D$159:$D$274,Daten!$M$159:$O$274))*_xlfn.XLOOKUP(H80,Daten!$Q$157:$T$157,_xlfn.XLOOKUP(V_GTel!C80&V_GTel!D80&V_GTel!E80,Daten!$B$159:$B$274&Daten!$A$159:$A$274&Daten!$D$159:$D$274,Daten!$Q$159:$T$274)),\nIF(C80=$C$9,J80*K80*L80,\n\"\")))),0)","v":""},{"$f":"IFERROR(\nIF(C80=$C$6,TRANSPOSE(_xlfn._xlws.FILTER(Daten!$C$159:$C$274,(Daten!$A$159:$A$274=V_GTel!D80)*(Daten!$B$159:$B$274=V_GTel!C80))),\nIF(C80=$C$7,TRANSPOSE(_xlfn._xlws.FILTER(Daten!$D$159:$D$274,(Daten!$A$159:$A$274=V_GTel!D80)*(Daten!$B$159:$B$274=V_GTel!C80))),\nIF(C80=$C$8,TRANSPOSE(_xlfn._xlws.FILTER(Daten!$D$159:$D$274,(Daten!$A$159:$A$274=V_GTel!D80)*(Daten!$B$159:$B$274=V_GTel!C80))),\"\"))),\"\")","v":""}]
[{"$nulls":14},{"$f":"IFERROR(IF(C81=$C$6,_xlfn.XLOOKUP(V_GTel!F81,Daten!$F$157:$I$157,_xlfn.XLOOKUP(V_GTel!C81&V_GTel!D81&V_GTel!E81,Daten!$B$159:$B$274&Daten!$A$159:$A$274&Daten!$C$159:$C$274,Daten!$F$159:$I$274)),\nIF(C81=$C$7,_xlfn.XLOOKUP(V_GTel!C81&V_GTel!D81&V_GTel!E81,Daten!$B$159:$B$274&Daten!$A$159:$A$274&Daten!$D$159:$D$274,Daten!$K$159:$K$274)*I81*_xlfn.XLOOKUP(G81,Daten!$M$157:$O$157,_xlfn.XLOOKUP(V_GTel!C81&V_GTel!D81&V_GTel!E81,Daten!$B$159:$B$274&Daten!$A$159:$A$274&Daten!$D$159:$D$274,Daten!$M$159:$O$274))*_xlfn.XLOOKUP(F81,Daten!$V$157:$Y$157,_xlfn.XLOOKUP(V_GTel!C81&V_GTel!D81&V_GTel!E81,Daten!$B$159:$B$274&Daten!$A$159:$A$274&Daten!$D$159:$D$274,Daten!$V$159:$Y$274)),\nIF(C81=$C$8,_xlfn.XLOOKUP(V_GTel!C81&V_GTel!D81&V_GTel!E81,Daten!$B$159:$B$274&Daten!$A$159:$A$274&Daten!$D$159:$D$274,Daten!$K$159:$K$274)*I81*_xlfn.XLOOKUP(G81,Daten!$M$157:$O$157,_xlfn.XLOOKUP(V_GTel!C81&V_GTel!D81&V_GTel!E81,Daten!$B$159:$B$274&Daten!$A$159:$A$274&Daten!$D$159:$D$274,Daten!$M$159:$O$274))*_xlfn.XLOOKUP(H81,Daten!$Q$157:$T$157,_xlfn.XLOOKUP(V_GTel!C81&V_GTel!D81&V_GTel!E81,Daten!$B$159:$B$274&Daten!$A$159:$A$274&Daten!$D$159:$D$274,Daten!$Q$159:$T$274)),\nIF(C81=$C$9,J81*K81*L81,\n\"\")))),0)","v":""},{"$f":"IFERROR(\nIF(C81=$C$6,TRANSPOSE(_xlfn._xlws.FILTER(Daten!$C$159:$C$274,(Daten!$A$159:$A$274=V_GTel!D81)*(Daten!$B$159:$B$274=V_GTel!C81))),\nIF(C81=$C$7,TRANSPOSE(_xlfn._xlws.FILTER(Daten!$D$159:$D$274,(Daten!$A$159:$A$274=V_GTel!D81)*(Daten!$B$159:$B$274=V_GTel!C81))),\nIF(C81=$C$8,TRANSPOSE(_xlfn._xlws.FILTER(Daten!$D$159:$D$274,(Daten!$A$159:$A$274=V_GTel!D81)*(Daten!$B$159:$B$274=V_GTel!C81))),\"\"))),\"\")","v":""}]
[{"$nulls":14},{"$f":"IFERROR(IF(C82=$C$6,_xlfn.XLOOKUP(V_GTel!F82,Daten!$F$157:$I$157,_xlfn.XLOOKUP(V_GTel!C82&V_GTel!D82&V_GTel!E82,Daten!$B$159:$B$274&Daten!$A$159:$A$274&Daten!$C$159:$C$274,Daten!$F$159:$I$274)),\nIF(C82=$C$7,_xlfn.XLOOKUP(V_GTel!C82&V_GTel!D82&V_GTel!E82,Daten!$B$159:$B$274&Daten!$A$159:$A$274&Daten!$D$159:$D$274,Daten!$K$159:$K$274)*I82*_xlfn.XLOOKUP(G82,Daten!$M$157:$O$157,_xlfn.XLOOKUP(V_GTel!C82&V_GTel!D82&V_GTel!E82,Daten!$B$159:$B$274&Daten!$A$159:$A$274&Daten!$D$159:$D$274,Daten!$M$159:$O$274))*_xlfn.XLOOKUP(F82,Daten!$V$157:$Y$157,_xlfn.XLOOKUP(V_GTel!C82&V_GTel!D82&V_GTel!E82,Daten!$B$159:$B$274&Daten!$A$159:$A$274&Daten!$D$159:$D$274,Daten!$V$159:$Y$274)),\nIF(C82=$C$8,_xlfn.XLOOKUP(V_GTel!C82&V_GTel!D82&V_GTel!E82,Daten!$B$159:$B$274&Daten!$A$159:$A$274&Daten!$D$159:$D$274,Daten!$K$159:$K$274)*I82*_xlfn.XLOOKUP(G82,Daten!$M$157:$O$157,_xlfn.XLOOKUP(V_GTel!C82&V_GTel!D82&V_GTel!E82,Daten!$B$159:$B$274&Daten!$A$159:$A$274&Daten!$D$159:$D$274,Daten!$M$159:$O$274))*_xlfn.XLOOKUP(H82,Daten!$Q$157:$T$157,_xlfn.XLOOKUP(V_GTel!C82&V_GTel!D82&V_GTel!E82,Daten!$B$159:$B$274&Daten!$A$159:$A$274&Daten!$D$159:$D$274,Daten!$Q$159:$T$274)),\nIF(C82=$C$9,J82*K82*L82,\n\"\")))),0)","v":""},{"$f":"IFERROR(\nIF(C82=$C$6,TRANSPOSE(_xlfn._xlws.FILTER(Daten!$C$159:$C$274,(Daten!$A$159:$A$274=V_GTel!D82)*(Daten!$B$159:$B$274=V_GTel!C82))),\nIF(C82=$C$7,TRANSPOSE(_xlfn._xlws.FILTER(Daten!$D$159:$D$274,(Daten!$A$159:$A$274=V_GTel!D82)*(Daten!$B$159:$B$274=V_GTel!C82))),\nIF(C82=$C$8,TRANSPOSE(_xlfn._xlws.FILTER(Daten!$D$159:$D$274,(Daten!$A$159:$A$274=V_GTel!D82)*(Daten!$B$159:$B$274=V_GTel!C82))),\"\"))),\"\")","v":""}]
[{"$nulls":14},{"$f":"IFERROR(IF(C83=$C$6,_xlfn.XLOOKUP(V_GTel!F83,Daten!$F$157:$I$157,_xlfn.XLOOKUP(V_GTel!C83&V_GTel!D83&V_GTel!E83,Daten!$B$159:$B$274&Daten!$A$159:$A$274&Daten!$C$159:$C$274,Daten!$F$159:$I$274)),\nIF(C83=$C$7,_xlfn.XLOOKUP(V_GTel!C83&V_GTel!D83&V_GTel!E83,Daten!$B$159:$B$274&Daten!$A$159:$A$274&Daten!$D$159:$D$274,Daten!$K$159:$K$274)*I83*_xlfn.XLOOKUP(G83,Daten!$M$157:$O$157,_xlfn.XLOOKUP(V_GTel!C83&V_GTel!D83&V_GTel!E83,Daten!$B$159:$B$274&Daten!$A$159:$A$274&Daten!$D$159:$D$274,Daten!$M$159:$O$274))*_xlfn.XLOOKUP(F83,Daten!$V$157:$Y$157,_xlfn.XLOOKUP(V_GTel!C83&V_GTel!D83&V_GTel!E83,Daten!$B$159:$B$274&Daten!$A$159:$A$274&Daten!$D$159:$D$274,Daten!$V$159:$Y$274)),\nIF(C83=$C$8,_xlfn.XLOOKUP(V_GTel!C83&V_GTel!D83&V_GTel!E83,Daten!$B$159:$B$274&Daten!$A$159:$A$274&Daten!$D$159:$D$274,Daten!$K$159:$K$274)*I83*_xlfn.XLOOKUP(G83,Daten!$M$157:$O$157,_xlfn.XLOOKUP(V_GTel!C83&V_GTel!D83&V_GTel!E83,Daten!$B$159:$B$274&Daten!$A$159:$A$274&Daten!$D$159:$D$274,Daten!$M$159:$O$274))*_xlfn.XLOOKUP(H83,Daten!$Q$157:$T$157,_xlfn.XLOOKUP(V_GTel!C83&V_GTel!D83&V_GTel!E83,Daten!$B$159:$B$274&Daten!$A$159:$A$274&Daten!$D$159:$D$274,Daten!$Q$159:$T$274)),\nIF(C83=$C$9,J83*K83*L83,\n\"\")))),0)","v":""},{"$f":"IFERROR(\nIF(C83=$C$6,TRANSPOSE(_xlfn._xlws.FILTER(Daten!$C$159:$C$274,(Daten!$A$159:$A$274=V_GTel!D83)*(Daten!$B$159:$B$274=V_GTel!C83))),\nIF(C83=$C$7,TRANSPOSE(_xlfn._xlws.FILTER(Daten!$D$159:$D$274,(Daten!$A$159:$A$274=V_GTel!D83)*(Daten!$B$159:$B$274=V_GTel!C83))),\nIF(C83=$C$8,TRANSPOSE(_xlfn._xlws.FILTER(Daten!$D$159:$D$274,(Daten!$A$159:$A$274=V_GTel!D83)*(Daten!$B$159:$B$274=V_GTel!C83))),\"\"))),\"\")","v":""}]
[{"$nulls":14},{"$f":"IFERROR(IF(C84=$C$6,_xlfn.XLOOKUP(V_GTel!F84,Daten!$F$157:$I$157,_xlfn.XLOOKUP(V_GTel!C84&V_GTel!D84&V_GTel!E84,Daten!$B$159:$B$274&Daten!$A$159:$A$274&Daten!$C$159:$C$274,Daten!$F$159:$I$274)),\nIF(C84=$C$7,_xlfn.XLOOKUP(V_GTel!C84&V_GTel!D84&V_GTel!E84,Daten!$B$159:$B$274&Daten!$A$159:$A$274&Daten!$D$159:$D$274,Daten!$K$159:$K$274)*I84*_xlfn.XLOOKUP(G84,Daten!$M$157:$O$157,_xlfn.XLOOKUP(V_GTel!C84&V_GTel!D84&V_GTel!E84,Daten!$B$159:$B$274&Daten!$A$159:$A$274&Daten!$D$159:$D$274,Daten!$M$159:$O$274))*_xlfn.XLOOKUP(F84,Daten!$V$157:$Y$157,_xlfn.XLOOKUP(V_GTel!C84&V_GTel!D84&V_GTel!E84,Daten!$B$159:$B$274&Daten!$A$159:$A$274&Daten!$D$159:$D$274,Daten!$V$159:$Y$274)),\nIF(C84=$C$8,_xlfn.XLOOKUP(V_GTel!C84&V_GTel!D84&V_GTel!E84,Daten!$B$159:$B$274&Daten!$A$159:$A$274&Daten!$D$159:$D$274,Daten!$K$159:$K$274)*I84*_xlfn.XLOOKUP(G84,Daten!$M$157:$O$157,_xlfn.XLOOKUP(V_GTel!C84&V_GTel!D84&V_GTel!E84,Daten!$B$159:$B$274&Daten!$A$159:$A$274&Daten!$D$159:$D$274,Daten!$M$159:$O$274))*_xlfn.XLOOKUP(H84,Daten!$Q$157:$T$157,_xlfn.XLOOKUP(V_GTel!C84&V_GTel!D84&V_GTel!E84,Daten!$B$159:$B$274&Daten!$A$159:$A$274&Daten!$D$159:$D$274,Daten!$Q$159:$T$274)),\nIF(C84=$C$9,J84*K84*L84,\n\"\")))),0)","v":""},{"$f":"IFERROR(\nIF(C84=$C$6,TRANSPOSE(_xlfn._xlws.FILTER(Daten!$C$159:$C$274,(Daten!$A$159:$A$274=V_GTel!D84)*(Daten!$B$159:$B$274=V_GTel!C84))),\nIF(C84=$C$7,TRANSPOSE(_xlfn._xlws.FILTER(Daten!$D$159:$D$274,(Daten!$A$159:$A$274=V_GTel!D84)*(Daten!$B$159:$B$274=V_GTel!C84))),\nIF(C84=$C$8,TRANSPOSE(_xlfn._xlws.FILTER(Daten!$D$159:$D$274,(Daten!$A$159:$A$274=V_GTel!D84)*(Daten!$B$159:$B$274=V_GTel!C84))),\"\"))),\"\")","v":""}]
[{"$nulls":14},{"$f":"IFERROR(IF(C85=$C$6,_xlfn.XLOOKUP(V_GTel!F85,Daten!$F$157:$I$157,_xlfn.XLOOKUP(V_GTel!C85&V_GTel!D85&V_GTel!E85,Daten!$B$159:$B$274&Daten!$A$159:$A$274&Daten!$C$159:$C$274,Daten!$F$159:$I$274)),\nIF(C85=$C$7,_xlfn.XLOOKUP(V_GTel!C85&V_GTel!D85&V_GTel!E85,Daten!$B$159:$B$274&Daten!$A$159:$A$274&Daten!$D$159:$D$274,Daten!$K$159:$K$274)*I85*_xlfn.XLOOKUP(G85,Daten!$M$157:$O$157,_xlfn.XLOOKUP(V_GTel!C85&V_GTel!D85&V_GTel!E85,Daten!$B$159:$B$274&Daten!$A$159:$A$274&Daten!$D$159:$D$274,Daten!$M$159:$O$274))*_xlfn.XLOOKUP(F85,Daten!$V$157:$Y$157,_xlfn.XLOOKUP(V_GTel!C85&V_GTel!D85&V_GTel!E85,Daten!$B$159:$B$274&Daten!$A$159:$A$274&Daten!$D$159:$D$274,Daten!$V$159:$Y$274)),\nIF(C85=$C$8,_xlfn.XLOOKUP(V_GTel!C85&V_GTel!D85&V_GTel!E85,Daten!$B$159:$B$274&Daten!$A$159:$A$274&Daten!$D$159:$D$274,Daten!$K$159:$K$274)*I85*_xlfn.XLOOKUP(G85,Daten!$M$157:$O$157,_xlfn.XLOOKUP(V_GTel!C85&V_GTel!D85&V_GTel!E85,Daten!$B$159:$B$274&Daten!$A$159:$A$274&Daten!$D$159:$D$274,Daten!$M$159:$O$274))*_xlfn.XLOOKUP(H85,Daten!$Q$157:$T$157,_xlfn.XLOOKUP(V_GTel!C85&V_GTel!D85&V_GTel!E85,Daten!$B$159:$B$274&Daten!$A$159:$A$274&Daten!$D$159:$D$274,Daten!$Q$159:$T$274)),\nIF(C85=$C$9,J85*K85*L85,\n\"\")))),0)","v":""},{"$f":"IFERROR(\nIF(C85=$C$6,TRANSPOSE(_xlfn._xlws.FILTER(Daten!$C$159:$C$274,(Daten!$A$159:$A$274=V_GTel!D85)*(Daten!$B$159:$B$274=V_GTel!C85))),\nIF(C85=$C$7,TRANSPOSE(_xlfn._xlws.FILTER(Daten!$D$159:$D$274,(Daten!$A$159:$A$274=V_GTel!D85)*(Daten!$B$159:$B$274=V_GTel!C85))),\nIF(C85=$C$8,TRANSPOSE(_xlfn._xlws.FILTER(Daten!$D$159:$D$274,(Daten!$A$159:$A$274=V_GTel!D85)*(Daten!$B$159:$B$274=V_GTel!C85))),\"\"))),\"\")","v":""}]
[{"$nulls":14},{"$f":"IFERROR(IF(C86=$C$6,_xlfn.XLOOKUP(V_GTel!F86,Daten!$F$157:$I$157,_xlfn.XLOOKUP(V_GTel!C86&V_GTel!D86&V_GTel!E86,Daten!$B$159:$B$274&Daten!$A$159:$A$274&Daten!$C$159:$C$274,Daten!$F$159:$I$274)),\nIF(C86=$C$7,_xlfn.XLOOKUP(V_GTel!C86&V_GTel!D86&V_GTel!E86,Daten!$B$159:$B$274&Daten!$A$159:$A$274&Daten!$D$159:$D$274,Daten!$K$159:$K$274)*I86*_xlfn.XLOOKUP(G86,Daten!$M$157:$O$157,_xlfn.XLOOKUP(V_GTel!C86&V_GTel!D86&V_GTel!E86,Daten!$B$159:$B$274&Daten!$A$159:$A$274&Daten!$D$159:$D$274,Daten!$M$159:$O$274))*_xlfn.XLOOKUP(F86,Daten!$V$157:$Y$157,_xlfn.XLOOKUP(V_GTel!C86&V_GTel!D86&V_GTel!E86,Daten!$B$159:$B$274&Daten!$A$159:$A$274&Daten!$D$159:$D$274,Daten!$V$159:$Y$274)),\nIF(C86=$C$8,_xlfn.XLOOKUP(V_GTel!C86&V_GTel!D86&V_GTel!E86,Daten!$B$159:$B$274&Daten!$A$159:$A$274&Daten!$D$159:$D$274,Daten!$K$159:$K$274)*I86*_xlfn.XLOOKUP(G86,Daten!$M$157:$O$157,_xlfn.XLOOKUP(V_GTel!C86&V_GTel!D86&V_GTel!E86,Daten!$B$159:$B$274&Daten!$A$159:$A$274&Daten!$D$159:$D$274,Daten!$M$159:$O$274))*_xlfn.XLOOKUP(H86,Daten!$Q$157:$T$157,_xlfn.XLOOKUP(V_GTel!C86&V_GTel!D86&V_GTel!E86,Daten!$B$159:$B$274&Daten!$A$159:$A$274&Daten!$D$159:$D$274,Daten!$Q$159:$T$274)),\nIF(C86=$C$9,J86*K86*L86,\n\"\")))),0)","v":""},{"$f":"IFERROR(\nIF(C86=$C$6,TRANSPOSE(_xlfn._xlws.FILTER(Daten!$C$159:$C$274,(Daten!$A$159:$A$274=V_GTel!D86)*(Daten!$B$159:$B$274=V_GTel!C86))),\nIF(C86=$C$7,TRANSPOSE(_xlfn._xlws.FILTER(Daten!$D$159:$D$274,(Daten!$A$159:$A$274=V_GTel!D86)*(Daten!$B$159:$B$274=V_GTel!C86))),\nIF(C86=$C$8,TRANSPOSE(_xlfn._xlws.FILTER(Daten!$D$159:$D$274,(Daten!$A$159:$A$274=V_GTel!D86)*(Daten!$B$159:$B$274=V_GTel!C86))),\"\"))),\"\")","v":""}]
[{"$nulls":14},{"$f":"IFERROR(IF(C87=$C$6,_xlfn.XLOOKUP(V_GTel!F87,Daten!$F$157:$I$157,_xlfn.XLOOKUP(V_GTel!C87&V_GTel!D87&V_GTel!E87,Daten!$B$159:$B$274&Daten!$A$159:$A$274&Daten!$C$159:$C$274,Daten!$F$159:$I$274)),\nIF(C87=$C$7,_xlfn.XLOOKUP(V_GTel!C87&V_GTel!D87&V_GTel!E87,Daten!$B$159:$B$274&Daten!$A$159:$A$274&Daten!$D$159:$D$274,Daten!$K$159:$K$274)*I87*_xlfn.XLOOKUP(G87,Daten!$M$157:$O$157,_xlfn.XLOOKUP(V_GTel!C87&V_GTel!D87&V_GTel!E87,Daten!$B$159:$B$274&Daten!$A$159:$A$274&Daten!$D$159:$D$274,Daten!$M$159:$O$274))*_xlfn.XLOOKUP(F87,Daten!$V$157:$Y$157,_xlfn.XLOOKUP(V_GTel!C87&V_GTel!D87&V_GTel!E87,Daten!$B$159:$B$274&Daten!$A$159:$A$274&Daten!$D$159:$D$274,Daten!$V$159:$Y$274)),\nIF(C87=$C$8,_xlfn.XLOOKUP(V_GTel!C87&V_GTel!D87&V_GTel!E87,Daten!$B$159:$B$274&Daten!$A$159:$A$274&Daten!$D$159:$D$274,Daten!$K$159:$K$274)*I87*_xlfn.XLOOKUP(G87,Daten!$M$157:$O$157,_xlfn.XLOOKUP(V_GTel!C87&V_GTel!D87&V_GTel!E87,Daten!$B$159:$B$274&Daten!$A$159:$A$274&Daten!$D$159:$D$274,Daten!$M$159:$O$274))*_xlfn.XLOOKUP(H87,Daten!$Q$157:$T$157,_xlfn.XLOOKUP(V_GTel!C87&V_GTel!D87&V_GTel!E87,Daten!$B$159:$B$274&Daten!$A$159:$A$274&Daten!$D$159:$D$274,Daten!$Q$159:$T$274)),\nIF(C87=$C$9,J87*K87*L87,\n\"\")))),0)","v":""},{"$f":"IFERROR(\nIF(C87=$C$6,TRANSPOSE(_xlfn._xlws.FILTER(Daten!$C$159:$C$274,(Daten!$A$159:$A$274=V_GTel!D87)*(Daten!$B$159:$B$274=V_GTel!C87))),\nIF(C87=$C$7,TRANSPOSE(_xlfn._xlws.FILTER(Daten!$D$159:$D$274,(Daten!$A$159:$A$274=V_GTel!D87)*(Daten!$B$159:$B$274=V_GTel!C87))),\nIF(C87=$C$8,TRANSPOSE(_xlfn._xlws.FILTER(Daten!$D$159:$D$274,(Daten!$A$159:$A$274=V_GTel!D87)*(Daten!$B$159:$B$274=V_GTel!C87))),\"\"))),\"\")","v":""}]
[{"$nulls":14},{"$f":"IFERROR(IF(C88=$C$6,_xlfn.XLOOKUP(V_GTel!F88,Daten!$F$157:$I$157,_xlfn.XLOOKUP(V_GTel!C88&V_GTel!D88&V_GTel!E88,Daten!$B$159:$B$274&Daten!$A$159:$A$274&Daten!$C$159:$C$274,Daten!$F$159:$I$274)),\nIF(C88=$C$7,_xlfn.XLOOKUP(V_GTel!C88&V_GTel!D88&V_GTel!E88,Daten!$B$159:$B$274&Daten!$A$159:$A$274&Daten!$D$159:$D$274,Daten!$K$159:$K$274)*I88*_xlfn.XLOOKUP(G88,Daten!$M$157:$O$157,_xlfn.XLOOKUP(V_GTel!C88&V_GTel!D88&V_GTel!E88,Daten!$B$159:$B$274&Daten!$A$159:$A$274&Daten!$D$159:$D$274,Daten!$M$159:$O$274))*_xlfn.XLOOKUP(F88,Daten!$V$157:$Y$157,_xlfn.XLOOKUP(V_GTel!C88&V_GTel!D88&V_GTel!E88,Daten!$B$159:$B$274&Daten!$A$159:$A$274&Daten!$D$159:$D$274,Daten!$V$159:$Y$274)),\nIF(C88=$C$8,_xlfn.XLOOKUP(V_GTel!C88&V_GTel!D88&V_GTel!E88,Daten!$B$159:$B$274&Daten!$A$159:$A$274&Daten!$D$159:$D$274,Daten!$K$159:$K$274)*I88*_xlfn.XLOOKUP(G88,Daten!$M$157:$O$157,_xlfn.XLOOKUP(V_GTel!C88&V_GTel!D88&V_GTel!E88,Daten!$B$159:$B$274&Daten!$A$159:$A$274&Daten!$D$159:$D$274,Daten!$M$159:$O$274))*_xlfn.XLOOKUP(H88,Daten!$Q$157:$T$157,_xlfn.XLOOKUP(V_GTel!C88&V_GTel!D88&V_GTel!E88,Daten!$B$159:$B$274&Daten!$A$159:$A$274&Daten!$D$159:$D$274,Daten!$Q$159:$T$274)),\nIF(C88=$C$9,J88*K88*L88,\n\"\")))),0)","v":""},{"$f":"IFERROR(\nIF(C88=$C$6,TRANSPOSE(_xlfn._xlws.FILTER(Daten!$C$159:$C$274,(Daten!$A$159:$A$274=V_GTel!D88)*(Daten!$B$159:$B$274=V_GTel!C88))),\nIF(C88=$C$7,TRANSPOSE(_xlfn._xlws.FILTER(Daten!$D$159:$D$274,(Daten!$A$159:$A$274=V_GTel!D88)*(Daten!$B$159:$B$274=V_GTel!C88))),\nIF(C88=$C$8,TRANSPOSE(_xlfn._xlws.FILTER(Daten!$D$159:$D$274,(Daten!$A$159:$A$274=V_GTel!D88)*(Daten!$B$159:$B$274=V_GTel!C88))),\"\"))),\"\")","v":""}]
[{"$nulls":14},{"$f":"IFERROR(IF(C89=$C$6,_xlfn.XLOOKUP(V_GTel!F89,Daten!$F$157:$I$157,_xlfn.XLOOKUP(V_GTel!C89&V_GTel!D89&V_GTel!E89,Daten!$B$159:$B$274&Daten!$A$159:$A$274&Daten!$C$159:$C$274,Daten!$F$159:$I$274)),\nIF(C89=$C$7,_xlfn.XLOOKUP(V_GTel!C89&V_GTel!D89&V_GTel!E89,Daten!$B$159:$B$274&Daten!$A$159:$A$274&Daten!$D$159:$D$274,Daten!$K$159:$K$274)*I89*_xlfn.XLOOKUP(G89,Daten!$M$157:$O$157,_xlfn.XLOOKUP(V_GTel!C89&V_GTel!D89&V_GTel!E89,Daten!$B$159:$B$274&Daten!$A$159:$A$274&Daten!$D$159:$D$274,Daten!$M$159:$O$274))*_xlfn.XLOOKUP(F89,Daten!$V$157:$Y$157,_xlfn.XLOOKUP(V_GTel!C89&V_GTel!D89&V_GTel!E89,Daten!$B$159:$B$274&Daten!$A$159:$A$274&Daten!$D$159:$D$274,Daten!$V$159:$Y$274)),\nIF(C89=$C$8,_xlfn.XLOOKUP(V_GTel!C89&V_GTel!D89&V_GTel!E89,Daten!$B$159:$B$274&Daten!$A$159:$A$274&Daten!$D$159:$D$274,Daten!$K$159:$K$274)*I89*_xlfn.XLOOKUP(G89,Daten!$M$157:$O$157,_xlfn.XLOOKUP(V_GTel!C89&V_GTel!D89&V_GTel!E89,Daten!$B$159:$B$274&Daten!$A$159:$A$274&Daten!$D$159:$D$274,Daten!$M$159:$O$274))*_xlfn.XLOOKUP(H89,Daten!$Q$157:$T$157,_xlfn.XLOOKUP(V_GTel!C89&V_GTel!D89&V_GTel!E89,Daten!$B$159:$B$274&Daten!$A$159:$A$274&Daten!$D$159:$D$274,Daten!$Q$159:$T$274)),\nIF(C89=$C$9,J89*K89*L89,\n\"\")))),0)","v":""},{"$f":"IFERROR(\nIF(C89=$C$6,TRANSPOSE(_xlfn._xlws.FILTER(Daten!$C$159:$C$274,(Daten!$A$159:$A$274=V_GTel!D89)*(Daten!$B$159:$B$274=V_GTel!C89))),\nIF(C89=$C$7,TRANSPOSE(_xlfn._xlws.FILTER(Daten!$D$159:$D$274,(Daten!$A$159:$A$274=V_GTel!D89)*(Daten!$B$159:$B$274=V_GTel!C89))),\nIF(C89=$C$8,TRANSPOSE(_xlfn._xlws.FILTER(Daten!$D$159:$D$274,(Daten!$A$159:$A$274=V_GTel!D89)*(Daten!$B$159:$B$274=V_GTel!C89))),\"\"))),\"\")","v":""}]
[{"$nulls":14},{"$f":"IFERROR(IF(C90=$C$6,_xlfn.XLOOKUP(V_GTel!F90,Daten!$F$157:$I$157,_xlfn.XLOOKUP(V_GTel!C90&V_GTel!D90&V_GTel!E90,Daten!$B$159:$B$274&Daten!$A$159:$A$274&Daten!$C$159:$C$274,Daten!$F$159:$I$274)),\nIF(C90=$C$7,_xlfn.XLOOKUP(V_GTel!C90&V_GTel!D90&V_GTel!E90,Daten!$B$159:$B$274&Daten!$A$159:$A$274&Daten!$D$159:$D$274,Daten!$K$159:$K$274)*I90*_xlfn.XLOOKUP(G90,Daten!$M$157:$O$157,_xlfn.XLOOKUP(V_GTel!C90&V_GTel!D90&V_GTel!E90,Daten!$B$159:$B$274&Daten!$A$159:$A$274&Daten!$D$159:$D$274,Daten!$M$159:$O$274))*_xlfn.XLOOKUP(F90,Daten!$V$157:$Y$157,_xlfn.XLOOKUP(V_GTel!C90&V_GTel!D90&V_GTel!E90,Daten!$B$159:$B$274&Daten!$A$159:$A$274&Daten!$D$159:$D$274,Daten!$V$159:$Y$274)),\nIF(C90=$C$8,_xlfn.XLOOKUP(V_GTel!C90&V_GTel!D90&V_GTel!E90,Daten!$B$159:$B$274&Daten!$A$159:$A$274&Daten!$D$159:$D$274,Daten!$K$159:$K$274)*I90*_xlfn.XLOOKUP(G90,Daten!$M$157:$O$157,_xlfn.XLOOKUP(V_GTel!C90&V_GTel!D90&V_GTel!E90,Daten!$B$159:$B$274&Daten!$A$159:$A$274&Daten!$D$159:$D$274,Daten!$M$159:$O$274))*_xlfn.XLOOKUP(H90,Daten!$Q$157:$T$157,_xlfn.XLOOKUP(V_GTel!C90&V_GTel!D90&V_GTel!E90,Daten!$B$159:$B$274&Daten!$A$159:$A$274&Daten!$D$159:$D$274,Daten!$Q$159:$T$274)),\nIF(C90=$C$9,J90*K90*L90,\n\"\")))),0)","v":""},{"$f":"IFERROR(\nIF(C90=$C$6,TRANSPOSE(_xlfn._xlws.FILTER(Daten!$C$159:$C$274,(Daten!$A$159:$A$274=V_GTel!D90)*(Daten!$B$159:$B$274=V_GTel!C90))),\nIF(C90=$C$7,TRANSPOSE(_xlfn._xlws.FILTER(Daten!$D$159:$D$274,(Daten!$A$159:$A$274=V_GTel!D90)*(Daten!$B$159:$B$274=V_GTel!C90))),\nIF(C90=$C$8,TRANSPOSE(_xlfn._xlws.FILTER(Daten!$D$159:$D$274,(Daten!$A$159:$A$274=V_GTel!D90)*(Daten!$B$159:$B$274=V_GTel!C90))),\"\"))),\"\")","v":""}]
[{"$nulls":14},{"$f":"IFERROR(IF(C91=$C$6,_xlfn.XLOOKUP(V_GTel!F91,Daten!$F$157:$I$157,_xlfn.XLOOKUP(V_GTel!C91&V_GTel!D91&V_GTel!E91,Daten!$B$159:$B$274&Daten!$A$159:$A$274&Daten!$C$159:$C$274,Daten!$F$159:$I$274)),\nIF(C91=$C$7,_xlfn.XLOOKUP(V_GTel!C91&V_GTel!D91&V_GTel!E91,Daten!$B$159:$B$274&Daten!$A$159:$A$274&Daten!$D$159:$D$274,Daten!$K$159:$K$274)*I91*_xlfn.XLOOKUP(G91,Daten!$M$157:$O$157,_xlfn.XLOOKUP(V_GTel!C91&V_GTel!D91&V_GTel!E91,Daten!$B$159:$B$274&Daten!$A$159:$A$274&Daten!$D$159:$D$274,Daten!$M$159:$O$274))*_xlfn.XLOOKUP(F91,Daten!$V$157:$Y$157,_xlfn.XLOOKUP(V_GTel!C91&V_GTel!D91&V_GTel!E91,Daten!$B$159:$B$274&Daten!$A$159:$A$274&Daten!$D$159:$D$274,Daten!$V$159:$Y$274)),\nIF(C91=$C$8,_xlfn.XLOOKUP(V_GTel!C91&V_GTel!D91&V_GTel!E91,Daten!$B$159:$B$274&Daten!$A$159:$A$274&Daten!$D$159:$D$274,Daten!$K$159:$K$274)*I91*_xlfn.XLOOKUP(G91,Daten!$M$157:$O$157,_xlfn.XLOOKUP(V_GTel!C91&V_GTel!D91&V_GTel!E91,Daten!$B$159:$B$274&Daten!$A$159:$A$274&Daten!$D$159:$D$274,Daten!$M$159:$O$274))*_xlfn.XLOOKUP(H91,Daten!$Q$157:$T$157,_xlfn.XLOOKUP(V_GTel!C91&V_GTel!D91&V_GTel!E91,Daten!$B$159:$B$274&Daten!$A$159:$A$274&Daten!$D$159:$D$274,Daten!$Q$159:$T$274)),\nIF(C91=$C$9,J91*K91*L91,\n\"\")))),0)","v":""},{"$f":"IFERROR(\nIF(C91=$C$6,TRANSPOSE(_xlfn._xlws.FILTER(Daten!$C$159:$C$274,(Daten!$A$159:$A$274=V_GTel!D91)*(Daten!$B$159:$B$274=V_GTel!C91))),\nIF(C91=$C$7,TRANSPOSE(_xlfn._xlws.FILTER(Daten!$D$159:$D$274,(Daten!$A$159:$A$274=V_GTel!D91)*(Daten!$B$159:$B$274=V_GTel!C91))),\nIF(C91=$C$8,TRANSPOSE(_xlfn._xlws.FILTER(Daten!$D$159:$D$274,(Daten!$A$159:$A$274=V_GTel!D91)*(Daten!$B$159:$B$274=V_GTel!C91))),\"\"))),\"\")","v":""}]
[{"$nulls":14},{"$f":"IFERROR(IF(C92=$C$6,_xlfn.XLOOKUP(V_GTel!F92,Daten!$F$157:$I$157,_xlfn.XLOOKUP(V_GTel!C92&V_GTel!D92&V_GTel!E92,Daten!$B$159:$B$274&Daten!$A$159:$A$274&Daten!$C$159:$C$274,Daten!$F$159:$I$274)),\nIF(C92=$C$7,_xlfn.XLOOKUP(V_GTel!C92&V_GTel!D92&V_GTel!E92,Daten!$B$159:$B$274&Daten!$A$159:$A$274&Daten!$D$159:$D$274,Daten!$K$159:$K$274)*I92*_xlfn.XLOOKUP(G92,Daten!$M$157:$O$157,_xlfn.XLOOKUP(V_GTel!C92&V_GTel!D92&V_GTel!E92,Daten!$B$159:$B$274&Daten!$A$159:$A$274&Daten!$D$159:$D$274,Daten!$M$159:$O$274))*_xlfn.XLOOKUP(F92,Daten!$V$157:$Y$157,_xlfn.XLOOKUP(V_GTel!C92&V_GTel!D92&V_GTel!E92,Daten!$B$159:$B$274&Daten!$A$159:$A$274&Daten!$D$159:$D$274,Daten!$V$159:$Y$274)),\nIF(C92=$C$8,_xlfn.XLOOKUP(V_GTel!C92&V_GTel!D92&V_GTel!E92,Daten!$B$159:$B$274&Daten!$A$159:$A$274&Daten!$D$159:$D$274,Daten!$K$159:$K$274)*I92*_xlfn.XLOOKUP(G92,Daten!$M$157:$O$157,_xlfn.XLOOKUP(V_GTel!C92&V_GTel!D92&V_GTel!E92,Daten!$B$159:$B$274&Daten!$A$159:$A$274&Daten!$D$159:$D$274,Daten!$M$159:$O$274))*_xlfn.XLOOKUP(H92,Daten!$Q$157:$T$157,_xlfn.XLOOKUP(V_GTel!C92&V_GTel!D92&V_GTel!E92,Daten!$B$159:$B$274&Daten!$A$159:$A$274&Daten!$D$159:$D$274,Daten!$Q$159:$T$274)),\nIF(C92=$C$9,J92*K92*L92,\n\"\")))),0)","v":""},{"$f":"IFERROR(\nIF(C92=$C$6,TRANSPOSE(_xlfn._xlws.FILTER(Daten!$C$159:$C$274,(Daten!$A$159:$A$274=V_GTel!D92)*(Daten!$B$159:$B$274=V_GTel!C92))),\nIF(C92=$C$7,TRANSPOSE(_xlfn._xlws.FILTER(Daten!$D$159:$D$274,(Daten!$A$159:$A$274=V_GTel!D92)*(Daten!$B$159:$B$274=V_GTel!C92))),\nIF(C92=$C$8,TRANSPOSE(_xlfn._xlws.FILTER(Daten!$D$159:$D$274,(Daten!$A$159:$A$274=V_GTel!D92)*(Daten!$B$159:$B$274=V_GTel!C92))),\"\"))),\"\")","v":""}]
[{"$nulls":14},{"$f":"IFERROR(IF(C93=$C$6,_xlfn.XLOOKUP(V_GTel!F93,Daten!$F$157:$I$157,_xlfn.XLOOKUP(V_GTel!C93&V_GTel!D93&V_GTel!E93,Daten!$B$159:$B$274&Daten!$A$159:$A$274&Daten!$C$159:$C$274,Daten!$F$159:$I$274)),\nIF(C93=$C$7,_xlfn.XLOOKUP(V_GTel!C93&V_GTel!D93&V_GTel!E93,Daten!$B$159:$B$274&Daten!$A$159:$A$274&Daten!$D$159:$D$274,Daten!$K$159:$K$274)*I93*_xlfn.XLOOKUP(G93,Daten!$M$157:$O$157,_xlfn.XLOOKUP(V_GTel!C93&V_GTel!D93&V_GTel!E93,Daten!$B$159:$B$274&Daten!$A$159:$A$274&Daten!$D$159:$D$274,Daten!$M$159:$O$274))*_xlfn.XLOOKUP(F93,Daten!$V$157:$Y$157,_xlfn.XLOOKUP(V_GTel!C93&V_GTel!D93&V_GTel!E93,Daten!$B$159:$B$274&Daten!$A$159:$A$274&Daten!$D$159:$D$274,Daten!$V$159:$Y$274)),\nIF(C93=$C$8,_xlfn.XLOOKUP(V_GTel!C93&V_GTel!D93&V_GTel!E93,Daten!$B$159:$B$274&Daten!$A$159:$A$274&Daten!$D$159:$D$274,Daten!$K$159:$K$274)*I93*_xlfn.XLOOKUP(G93,Daten!$M$157:$O$157,_xlfn.XLOOKUP(V_GTel!C93&V_GTel!D93&V_GTel!E93,Daten!$B$159:$B$274&Daten!$A$159:$A$274&Daten!$D$159:$D$274,Daten!$M$159:$O$274))*_xlfn.XLOOKUP(H93,Daten!$Q$157:$T$157,_xlfn.XLOOKUP(V_GTel!C93&V_GTel!D93&V_GTel!E93,Daten!$B$159:$B$274&Daten!$A$159:$A$274&Daten!$D$159:$D$274,Daten!$Q$159:$T$274)),\nIF(C93=$C$9,J93*K93*L93,\n\"\")))),0)","v":""},{"$f":"IFERROR(\nIF(C93=$C$6,TRANSPOSE(_xlfn._xlws.FILTER(Daten!$C$159:$C$274,(Daten!$A$159:$A$274=V_GTel!D93)*(Daten!$B$159:$B$274=V_GTel!C93))),\nIF(C93=$C$7,TRANSPOSE(_xlfn._xlws.FILTER(Daten!$D$159:$D$274,(Daten!$A$159:$A$274=V_GTel!D93)*(Daten!$B$159:$B$274=V_GTel!C93))),\nIF(C93=$C$8,TRANSPOSE(_xlfn._xlws.FILTER(Daten!$D$159:$D$274,(Daten!$A$159:$A$274=V_GTel!D93)*(Daten!$B$159:$B$274=V_GTel!C93))),\"\"))),\"\")","v":""}]
[{"$nulls":14},{"$f":"IFERROR(IF(C94=$C$6,_xlfn.XLOOKUP(V_GTel!F94,Daten!$F$157:$I$157,_xlfn.XLOOKUP(V_GTel!C94&V_GTel!D94&V_GTel!E94,Daten!$B$159:$B$274&Daten!$A$159:$A$274&Daten!$C$159:$C$274,Daten!$F$159:$I$274)),\nIF(C94=$C$7,_xlfn.XLOOKUP(V_GTel!C94&V_GTel!D94&V_GTel!E94,Daten!$B$159:$B$274&Daten!$A$159:$A$274&Daten!$D$159:$D$274,Daten!$K$159:$K$274)*I94*_xlfn.XLOOKUP(G94,Daten!$M$157:$O$157,_xlfn.XLOOKUP(V_GTel!C94&V_GTel!D94&V_GTel!E94,Daten!$B$159:$B$274&Daten!$A$159:$A$274&Daten!$D$159:$D$274,Daten!$M$159:$O$274))*_xlfn.XLOOKUP(F94,Daten!$V$157:$Y$157,_xlfn.XLOOKUP(V_GTel!C94&V_GTel!D94&V_GTel!E94,Daten!$B$159:$B$274&Daten!$A$159:$A$274&Daten!$D$159:$D$274,Daten!$V$159:$Y$274)),\nIF(C94=$C$8,_xlfn.XLOOKUP(V_GTel!C94&V_GTel!D94&V_GTel!E94,Daten!$B$159:$B$274&Daten!$A$159:$A$274&Daten!$D$159:$D$274,Daten!$K$159:$K$274)*I94*_xlfn.XLOOKUP(G94,Daten!$M$157:$O$157,_xlfn.XLOOKUP(V_GTel!C94&V_GTel!D94&V_GTel!E94,Daten!$B$159:$B$274&Daten!$A$159:$A$274&Daten!$D$159:$D$274,Daten!$M$159:$O$274))*_xlfn.XLOOKUP(H94,Daten!$Q$157:$T$157,_xlfn.XLOOKUP(V_GTel!C94&V_GTel!D94&V_GTel!E94,Daten!$B$159:$B$274&Daten!$A$159:$A$274&Daten!$D$159:$D$274,Daten!$Q$159:$T$274)),\nIF(C94=$C$9,J94*K94*L94,\n\"\")))),0)","v":""},{"$f":"IFERROR(\nIF(C94=$C$6,TRANSPOSE(_xlfn._xlws.FILTER(Daten!$C$159:$C$274,(Daten!$A$159:$A$274=V_GTel!D94)*(Daten!$B$159:$B$274=V_GTel!C94))),\nIF(C94=$C$7,TRANSPOSE(_xlfn._xlws.FILTER(Daten!$D$159:$D$274,(Daten!$A$159:$A$274=V_GTel!D94)*(Daten!$B$159:$B$274=V_GTel!C94))),\nIF(C94=$C$8,TRANSPOSE(_xlfn._xlws.FILTER(Daten!$D$159:$D$274,(Daten!$A$159:$A$274=V_GTel!D94)*(Daten!$B$159:$B$274=V_GTel!C94))),\"\"))),\"\")","v":""}]
[{"$nulls":14},{"$f":"IFERROR(IF(C95=$C$6,_xlfn.XLOOKUP(V_GTel!F95,Daten!$F$157:$I$157,_xlfn.XLOOKUP(V_GTel!C95&V_GTel!D95&V_GTel!E95,Daten!$B$159:$B$274&Daten!$A$159:$A$274&Daten!$C$159:$C$274,Daten!$F$159:$I$274)),\nIF(C95=$C$7,_xlfn.XLOOKUP(V_GTel!C95&V_GTel!D95&V_GTel!E95,Daten!$B$159:$B$274&Daten!$A$159:$A$274&Daten!$D$159:$D$274,Daten!$K$159:$K$274)*I95*_xlfn.XLOOKUP(G95,Daten!$M$157:$O$157,_xlfn.XLOOKUP(V_GTel!C95&V_GTel!D95&V_GTel!E95,Daten!$B$159:$B$274&Daten!$A$159:$A$274&Daten!$D$159:$D$274,Daten!$M$159:$O$274))*_xlfn.XLOOKUP(F95,Daten!$V$157:$Y$157,_xlfn.XLOOKUP(V_GTel!C95&V_GTel!D95&V_GTel!E95,Daten!$B$159:$B$274&Daten!$A$159:$A$274&Daten!$D$159:$D$274,Daten!$V$159:$Y$274)),\nIF(C95=$C$8,_xlfn.XLOOKUP(V_GTel!C95&V_GTel!D95&V_GTel!E95,Daten!$B$159:$B$274&Daten!$A$159:$A$274&Daten!$D$159:$D$274,Daten!$K$159:$K$274)*I95*_xlfn.XLOOKUP(G95,Daten!$M$157:$O$157,_xlfn.XLOOKUP(V_GTel!C95&V_GTel!D95&V_GTel!E95,Daten!$B$159:$B$274&Daten!$A$159:$A$274&Daten!$D$159:$D$274,Daten!$M$159:$O$274))*_xlfn.XLOOKUP(H95,Daten!$Q$157:$T$157,_xlfn.XLOOKUP(V_GTel!C95&V_GTel!D95&V_GTel!E95,Daten!$B$159:$B$274&Daten!$A$159:$A$274&Daten!$D$159:$D$274,Daten!$Q$159:$T$274)),\nIF(C95=$C$9,J95*K95*L95,\n\"\")))),0)","v":""},{"$f":"IFERROR(\nIF(C95=$C$6,TRANSPOSE(_xlfn._xlws.FILTER(Daten!$C$159:$C$274,(Daten!$A$159:$A$274=V_GTel!D95)*(Daten!$B$159:$B$274=V_GTel!C95))),\nIF(C95=$C$7,TRANSPOSE(_xlfn._xlws.FILTER(Daten!$D$159:$D$274,(Daten!$A$159:$A$274=V_GTel!D95)*(Daten!$B$159:$B$274=V_GTel!C95))),\nIF(C95=$C$8,TRANSPOSE(_xlfn._xlws.FILTER(Daten!$D$159:$D$274,(Daten!$A$159:$A$274=V_GTel!D95)*(Daten!$B$159:$B$274=V_GTel!C95))),\"\"))),\"\")","v":""}]
[{"$nulls":14},{"$f":"IFERROR(IF(C96=$C$6,_xlfn.XLOOKUP(V_GTel!F96,Daten!$F$157:$I$157,_xlfn.XLOOKUP(V_GTel!C96&V_GTel!D96&V_GTel!E96,Daten!$B$159:$B$274&Daten!$A$159:$A$274&Daten!$C$159:$C$274,Daten!$F$159:$I$274)),\nIF(C96=$C$7,_xlfn.XLOOKUP(V_GTel!C96&V_GTel!D96&V_GTel!E96,Daten!$B$159:$B$274&Daten!$A$159:$A$274&Daten!$D$159:$D$274,Daten!$K$159:$K$274)*I96*_xlfn.XLOOKUP(G96,Daten!$M$157:$O$157,_xlfn.XLOOKUP(V_GTel!C96&V_GTel!D96&V_GTel!E96,Daten!$B$159:$B$274&Daten!$A$159:$A$274&Daten!$D$159:$D$274,Daten!$M$159:$O$274))*_xlfn.XLOOKUP(F96,Daten!$V$157:$Y$157,_xlfn.XLOOKUP(V_GTel!C96&V_GTel!D96&V_GTel!E96,Daten!$B$159:$B$274&Daten!$A$159:$A$274&Daten!$D$159:$D$274,Daten!$V$159:$Y$274)),\nIF(C96=$C$8,_xlfn.XLOOKUP(V_GTel!C96&V_GTel!D96&V_GTel!E96,Daten!$B$159:$B$274&Daten!$A$159:$A$274&Daten!$D$159:$D$274,Daten!$K$159:$K$274)*I96*_xlfn.XLOOKUP(G96,Daten!$M$157:$O$157,_xlfn.XLOOKUP(V_GTel!C96&V_GTel!D96&V_GTel!E96,Daten!$B$159:$B$274&Daten!$A$159:$A$274&Daten!$D$159:$D$274,Daten!$M$159:$O$274))*_xlfn.XLOOKUP(H96,Daten!$Q$157:$T$157,_xlfn.XLOOKUP(V_GTel!C96&V_GTel!D96&V_GTel!E96,Daten!$B$159:$B$274&Daten!$A$159:$A$274&Daten!$D$159:$D$274,Daten!$Q$159:$T$274)),\nIF(C96=$C$9,J96*K96*L96,\n\"\")))),0)","v":""},{"$f":"IFERROR(\nIF(C96=$C$6,TRANSPOSE(_xlfn._xlws.FILTER(Daten!$C$159:$C$274,(Daten!$A$159:$A$274=V_GTel!D96)*(Daten!$B$159:$B$274=V_GTel!C96))),\nIF(C96=$C$7,TRANSPOSE(_xlfn._xlws.FILTER(Daten!$D$159:$D$274,(Daten!$A$159:$A$274=V_GTel!D96)*(Daten!$B$159:$B$274=V_GTel!C96))),\nIF(C96=$C$8,TRANSPOSE(_xlfn._xlws.FILTER(Daten!$D$159:$D$274,(Daten!$A$159:$A$274=V_GTel!D96)*(Daten!$B$159:$B$274=V_GTel!C96))),\"\"))),\"\")","v":""}]
[{"$nulls":14},{"$f":"IFERROR(IF(C97=$C$6,_xlfn.XLOOKUP(V_GTel!F97,Daten!$F$157:$I$157,_xlfn.XLOOKUP(V_GTel!C97&V_GTel!D97&V_GTel!E97,Daten!$B$159:$B$274&Daten!$A$159:$A$274&Daten!$C$159:$C$274,Daten!$F$159:$I$274)),\nIF(C97=$C$7,_xlfn.XLOOKUP(V_GTel!C97&V_GTel!D97&V_GTel!E97,Daten!$B$159:$B$274&Daten!$A$159:$A$274&Daten!$D$159:$D$274,Daten!$K$159:$K$274)*I97*_xlfn.XLOOKUP(G97,Daten!$M$157:$O$157,_xlfn.XLOOKUP(V_GTel!C97&V_GTel!D97&V_GTel!E97,Daten!$B$159:$B$274&Daten!$A$159:$A$274&Daten!$D$159:$D$274,Daten!$M$159:$O$274))*_xlfn.XLOOKUP(F97,Daten!$V$157:$Y$157,_xlfn.XLOOKUP(V_GTel!C97&V_GTel!D97&V_GTel!E97,Daten!$B$159:$B$274&Daten!$A$159:$A$274&Daten!$D$159:$D$274,Daten!$V$159:$Y$274)),\nIF(C97=$C$8,_xlfn.XLOOKUP(V_GTel!C97&V_GTel!D97&V_GTel!E97,Daten!$B$159:$B$274&Daten!$A$159:$A$274&Daten!$D$159:$D$274,Daten!$K$159:$K$274)*I97*_xlfn.XLOOKUP(G97,Daten!$M$157:$O$157,_xlfn.XLOOKUP(V_GTel!C97&V_GTel!D97&V_GTel!E97,Daten!$B$159:$B$274&Daten!$A$159:$A$274&Daten!$D$159:$D$274,Daten!$M$159:$O$274))*_xlfn.XLOOKUP(H97,Daten!$Q$157:$T$157,_xlfn.XLOOKUP(V_GTel!C97&V_GTel!D97&V_GTel!E97,Daten!$B$159:$B$274&Daten!$A$159:$A$274&Daten!$D$159:$D$274,Daten!$Q$159:$T$274)),\nIF(C97=$C$9,J97*K97*L97,\n\"\")))),0)","v":""},{"$f":"IFERROR(\nIF(C97=$C$6,TRANSPOSE(_xlfn._xlws.FILTER(Daten!$C$159:$C$274,(Daten!$A$159:$A$274=V_GTel!D97)*(Daten!$B$159:$B$274=V_GTel!C97))),\nIF(C97=$C$7,TRANSPOSE(_xlfn._xlws.FILTER(Daten!$D$159:$D$274,(Daten!$A$159:$A$274=V_GTel!D97)*(Daten!$B$159:$B$274=V_GTel!C97))),\nIF(C97=$C$8,TRANSPOSE(_xlfn._xlws.FILTER(Daten!$D$159:$D$274,(Daten!$A$159:$A$274=V_GTel!D97)*(Daten!$B$159:$B$274=V_GTel!C97))),\"\"))),\"\")","v":""}]
[{"$nulls":14},{"$f":"IFERROR(IF(C98=$C$6,_xlfn.XLOOKUP(V_GTel!F98,Daten!$F$157:$I$157,_xlfn.XLOOKUP(V_GTel!C98&V_GTel!D98&V_GTel!E98,Daten!$B$159:$B$274&Daten!$A$159:$A$274&Daten!$C$159:$C$274,Daten!$F$159:$I$274)),\nIF(C98=$C$7,_xlfn.XLOOKUP(V_GTel!C98&V_GTel!D98&V_GTel!E98,Daten!$B$159:$B$274&Daten!$A$159:$A$274&Daten!$D$159:$D$274,Daten!$K$159:$K$274)*I98*_xlfn.XLOOKUP(G98,Daten!$M$157:$O$157,_xlfn.XLOOKUP(V_GTel!C98&V_GTel!D98&V_GTel!E98,Daten!$B$159:$B$274&Daten!$A$159:$A$274&Daten!$D$159:$D$274,Daten!$M$159:$O$274))*_xlfn.XLOOKUP(F98,Daten!$V$157:$Y$157,_xlfn.XLOOKUP(V_GTel!C98&V_GTel!D98&V_GTel!E98,Daten!$B$159:$B$274&Daten!$A$159:$A$274&Daten!$D$159:$D$274,Daten!$V$159:$Y$274)),\nIF(C98=$C$8,_xlfn.XLOOKUP(V_GTel!C98&V_GTel!D98&V_GTel!E98,Daten!$B$159:$B$274&Daten!$A$159:$A$274&Daten!$D$159:$D$274,Daten!$K$159:$K$274)*I98*_xlfn.XLOOKUP(G98,Daten!$M$157:$O$157,_xlfn.XLOOKUP(V_GTel!C98&V_GTel!D98&V_GTel!E98,Daten!$B$159:$B$274&Daten!$A$159:$A$274&Daten!$D$159:$D$274,Daten!$M$159:$O$274))*_xlfn.XLOOKUP(H98,Daten!$Q$157:$T$157,_xlfn.XLOOKUP(V_GTel!C98&V_GTel!D98&V_GTel!E98,Daten!$B$159:$B$274&Daten!$A$159:$A$274&Daten!$D$159:$D$274,Daten!$Q$159:$T$274)),\nIF(C98=$C$9,J98*K98*L98,\n\"\")))),0)","v":""},{"$f":"IFERROR(\nIF(C98=$C$6,TRANSPOSE(_xlfn._xlws.FILTER(Daten!$C$159:$C$274,(Daten!$A$159:$A$274=V_GTel!D98)*(Daten!$B$159:$B$274=V_GTel!C98))),\nIF(C98=$C$7,TRANSPOSE(_xlfn._xlws.FILTER(Daten!$D$159:$D$274,(Daten!$A$159:$A$274=V_GTel!D98)*(Daten!$B$159:$B$274=V_GTel!C98))),\nIF(C98=$C$8,TRANSPOSE(_xlfn._xlws.FILTER(Daten!$D$159:$D$274,(Daten!$A$159:$A$274=V_GTel!D98)*(Daten!$B$159:$B$274=V_GTel!C98))),\"\"))),\"\")","v":""}]
[{"$nulls":14},{"$f":"IFERROR(IF(C99=$C$6,_xlfn.XLOOKUP(V_GTel!F99,Daten!$F$157:$I$157,_xlfn.XLOOKUP(V_GTel!C99&V_GTel!D99&V_GTel!E99,Daten!$B$159:$B$274&Daten!$A$159:$A$274&Daten!$C$159:$C$274,Daten!$F$159:$I$274)),\nIF(C99=$C$7,_xlfn.XLOOKUP(V_GTel!C99&V_GTel!D99&V_GTel!E99,Daten!$B$159:$B$274&Daten!$A$159:$A$274&Daten!$D$159:$D$274,Daten!$K$159:$K$274)*I99*_xlfn.XLOOKUP(G99,Daten!$M$157:$O$157,_xlfn.XLOOKUP(V_GTel!C99&V_GTel!D99&V_GTel!E99,Daten!$B$159:$B$274&Daten!$A$159:$A$274&Daten!$D$159:$D$274,Daten!$M$159:$O$274))*_xlfn.XLOOKUP(F99,Daten!$V$157:$Y$157,_xlfn.XLOOKUP(V_GTel!C99&V_GTel!D99&V_GTel!E99,Daten!$B$159:$B$274&Daten!$A$159:$A$274&Daten!$D$159:$D$274,Daten!$V$159:$Y$274)),\nIF(C99=$C$8,_xlfn.XLOOKUP(V_GTel!C99&V_GTel!D99&V_GTel!E99,Daten!$B$159:$B$274&Daten!$A$159:$A$274&Daten!$D$159:$D$274,Daten!$K$159:$K$274)*I99*_xlfn.XLOOKUP(G99,Daten!$M$157:$O$157,_xlfn.XLOOKUP(V_GTel!C99&V_GTel!D99&V_GTel!E99,Daten!$B$159:$B$274&Daten!$A$159:$A$274&Daten!$D$159:$D$274,Daten!$M$159:$O$274))*_xlfn.XLOOKUP(H99,Daten!$Q$157:$T$157,_xlfn.XLOOKUP(V_GTel!C99&V_GTel!D99&V_GTel!E99,Daten!$B$159:$B$274&Daten!$A$159:$A$274&Daten!$D$159:$D$274,Daten!$Q$159:$T$274)),\nIF(C99=$C$9,J99*K99*L99,\n\"\")))),0)","v":""},{"$f":"IFERROR(\nIF(C99=$C$6,TRANSPOSE(_xlfn._xlws.FILTER(Daten!$C$159:$C$274,(Daten!$A$159:$A$274=V_GTel!D99)*(Daten!$B$159:$B$274=V_GTel!C99))),\nIF(C99=$C$7,TRANSPOSE(_xlfn._xlws.FILTER(Daten!$D$159:$D$274,(Daten!$A$159:$A$274=V_GTel!D99)*(Daten!$B$159:$B$274=V_GTel!C99))),\nIF(C99=$C$8,TRANSPOSE(_xlfn._xlws.FILTER(Daten!$D$159:$D$274,(Daten!$A$159:$A$274=V_GTel!D99)*(Daten!$B$159:$B$274=V_GTel!C99))),\"\"))),\"\")","v":""}]
[{"$nulls":14},{"$f":"IFERROR(IF(C100=$C$6,_xlfn.XLOOKUP(V_GTel!F100,Daten!$F$157:$I$157,_xlfn.XLOOKUP(V_GTel!C100&V_GTel!D100&V_GTel!E100,Daten!$B$159:$B$274&Daten!$A$159:$A$274&Daten!$C$159:$C$274,Daten!$F$159:$I$274)),\nIF(C100=$C$7,_xlfn.XLOOKUP(V_GTel!C100&V_GTel!D100&V_GTel!E100,Daten!$B$159:$B$274&Daten!$A$159:$A$274&Daten!$D$159:$D$274,Daten!$K$159:$K$274)*I100*_xlfn.XLOOKUP(G100,Daten!$M$157:$O$157,_xlfn.XLOOKUP(V_GTel!C100&V_GTel!D100&V_GTel!E100,Daten!$B$159:$B$274&Daten!$A$159:$A$274&Daten!$D$159:$D$274,Daten!$M$159:$O$274))*_xlfn.XLOOKUP(F100,Daten!$V$157:$Y$157,_xlfn.XLOOKUP(V_GTel!C100&V_GTel!D100&V_GTel!E100,Daten!$B$159:$B$274&Daten!$A$159:$A$274&Daten!$D$159:$D$274,Daten!$V$159:$Y$274)),\nIF(C100=$C$8,_xlfn.XLOOKUP(V_GTel!C100&V_GTel!D100&V_GTel!E100,Daten!$B$159:$B$274&Daten!$A$159:$A$274&Daten!$D$159:$D$274,Daten!$K$159:$K$274)*I100*_xlfn.XLOOKUP(G100,Daten!$M$157:$O$157,_xlfn.XLOOKUP(V_GTel!C100&V_GTel!D100&V_GTel!E100,Daten!$B$159:$B$274&Daten!$A$159:$A$274&Daten!$D$159:$D$274,Daten!$M$159:$O$274))*_xlfn.XLOOKUP(H100,Daten!$Q$157:$T$157,_xlfn.XLOOKUP(V_GTel!C100&V_GTel!D100&V_GTel!E100,Daten!$B$159:$B$274&Daten!$A$159:$A$274&Daten!$D$159:$D$274,Daten!$Q$159:$T$274)),\nIF(C100=$C$9,J100*K100*L100,\n\"\")))),0)","v":""},{"$f":"IFERROR(\nIF(C100=$C$6,TRANSPOSE(_xlfn._xlws.FILTER(Daten!$C$159:$C$274,(Daten!$A$159:$A$274=V_GTel!D100)*(Daten!$B$159:$B$274=V_GTel!C100))),\nIF(C100=$C$7,TRANSPOSE(_xlfn._xlws.FILTER(Daten!$D$159:$D$274,(Daten!$A$159:$A$274=V_GTel!D100)*(Daten!$B$159:$B$274=V_GTel!C100))),\nIF(C100=$C$8,TRANSPOSE(_xlfn._xlws.FILTER(Daten!$D$159:$D$274,(Daten!$A$159:$A$274=V_GTel!D100)*(Daten!$B$159:$B$274=V_GTel!C100))),\"\"))),\"\")","v":""}]
[{"$nulls":14},{"$f":"IFERROR(IF(C101=$C$6,_xlfn.XLOOKUP(V_GTel!F101,Daten!$F$157:$I$157,_xlfn.XLOOKUP(V_GTel!C101&V_GTel!D101&V_GTel!E101,Daten!$B$159:$B$274&Daten!$A$159:$A$274&Daten!$C$159:$C$274,Daten!$F$159:$I$274)),\nIF(C101=$C$7,_xlfn.XLOOKUP(V_GTel!C101&V_GTel!D101&V_GTel!E101,Daten!$B$159:$B$274&Daten!$A$159:$A$274&Daten!$D$159:$D$274,Daten!$K$159:$K$274)*I101*_xlfn.XLOOKUP(G101,Daten!$M$157:$O$157,_xlfn.XLOOKUP(V_GTel!C101&V_GTel!D101&V_GTel!E101,Daten!$B$159:$B$274&Daten!$A$159:$A$274&Daten!$D$159:$D$274,Daten!$M$159:$O$274))*_xlfn.XLOOKUP(F101,Daten!$V$157:$Y$157,_xlfn.XLOOKUP(V_GTel!C101&V_GTel!D101&V_GTel!E101,Daten!$B$159:$B$274&Daten!$A$159:$A$274&Daten!$D$159:$D$274,Daten!$V$159:$Y$274)),\nIF(C101=$C$8,_xlfn.XLOOKUP(V_GTel!C101&V_GTel!D101&V_GTel!E101,Daten!$B$159:$B$274&Daten!$A$159:$A$274&Daten!$D$159:$D$274,Daten!$K$159:$K$274)*I101*_xlfn.XLOOKUP(G101,Daten!$M$157:$O$157,_xlfn.XLOOKUP(V_GTel!C101&V_GTel!D101&V_GTel!E101,Daten!$B$159:$B$274&Daten!$A$159:$A$274&Daten!$D$159:$D$274,Daten!$M$159:$O$274))*_xlfn.XLOOKUP(H101,Daten!$Q$157:$T$157,_xlfn.XLOOKUP(V_GTel!C101&V_GTel!D101&V_GTel!E101,Daten!$B$159:$B$274&Daten!$A$159:$A$274&Daten!$D$159:$D$274,Daten!$Q$159:$T$274)),\nIF(C101=$C$9,J101*K101*L101,\n\"\")))),0)","v":""},{"$f":"IFERROR(\nIF(C101=$C$6,TRANSPOSE(_xlfn._xlws.FILTER(Daten!$C$159:$C$274,(Daten!$A$159:$A$274=V_GTel!D101)*(Daten!$B$159:$B$274=V_GTel!C101))),\nIF(C101=$C$7,TRANSPOSE(_xlfn._xlws.FILTER(Daten!$D$159:$D$274,(Daten!$A$159:$A$274=V_GTel!D101)*(Daten!$B$159:$B$274=V_GTel!C101))),\nIF(C101=$C$8,TRANSPOSE(_xlfn._xlws.FILTER(Daten!$D$159:$D$274,(Daten!$A$159:$A$274=V_GTel!D101)*(Daten!$B$159:$B$274=V_GTel!C101))),\"\"))),\"\")","v":""}]
[{"$nulls":14},{"$f":"IFERROR(IF(C102=$C$6,_xlfn.XLOOKUP(V_GTel!F102,Daten!$F$157:$I$157,_xlfn.XLOOKUP(V_GTel!C102&V_GTel!D102&V_GTel!E102,Daten!$B$159:$B$274&Daten!$A$159:$A$274&Daten!$C$159:$C$274,Daten!$F$159:$I$274)),\nIF(C102=$C$7,_xlfn.XLOOKUP(V_GTel!C102&V_GTel!D102&V_GTel!E102,Daten!$B$159:$B$274&Daten!$A$159:$A$274&Daten!$D$159:$D$274,Daten!$K$159:$K$274)*I102*_xlfn.XLOOKUP(G102,Daten!$M$157:$O$157,_xlfn.XLOOKUP(V_GTel!C102&V_GTel!D102&V_GTel!E102,Daten!$B$159:$B$274&Daten!$A$159:$A$274&Daten!$D$159:$D$274,Daten!$M$159:$O$274))*_xlfn.XLOOKUP(F102,Daten!$V$157:$Y$157,_xlfn.XLOOKUP(V_GTel!C102&V_GTel!D102&V_GTel!E102,Daten!$B$159:$B$274&Daten!$A$159:$A$274&Daten!$D$159:$D$274,Daten!$V$159:$Y$274)),\nIF(C102=$C$8,_xlfn.XLOOKUP(V_GTel!C102&V_GTel!D102&V_GTel!E102,Daten!$B$159:$B$274&Daten!$A$159:$A$274&Daten!$D$159:$D$274,Daten!$K$159:$K$274)*I102*_xlfn.XLOOKUP(G102,Daten!$M$157:$O$157,_xlfn.XLOOKUP(V_GTel!C102&V_GTel!D102&V_GTel!E102,Daten!$B$159:$B$274&Daten!$A$159:$A$274&Daten!$D$159:$D$274,Daten!$M$159:$O$274))*_xlfn.XLOOKUP(H102,Daten!$Q$157:$T$157,_xlfn.XLOOKUP(V_GTel!C102&V_GTel!D102&V_GTel!E102,Daten!$B$159:$B$274&Daten!$A$159:$A$274&Daten!$D$159:$D$274,Daten!$Q$159:$T$274)),\nIF(C102=$C$9,J102*K102*L102,\n\"\")))),0)","v":""},{"$f":"IFERROR(\nIF(C102=$C$6,TRANSPOSE(_xlfn._xlws.FILTER(Daten!$C$159:$C$274,(Daten!$A$159:$A$274=V_GTel!D102)*(Daten!$B$159:$B$274=V_GTel!C102))),\nIF(C102=$C$7,TRANSPOSE(_xlfn._xlws.FILTER(Daten!$D$159:$D$274,(Daten!$A$159:$A$274=V_GTel!D102)*(Daten!$B$159:$B$274=V_GTel!C102))),\nIF(C102=$C$8,TRANSPOSE(_xlfn._xlws.FILTER(Daten!$D$159:$D$274,(Daten!$A$159:$A$274=V_GTel!D102)*(Daten!$B$159:$B$274=V_GTel!C102))),\"\"))),\"\")","v":""}]
[{"$nulls":14},{"$f":"IFERROR(IF(C103=$C$6,_xlfn.XLOOKUP(V_GTel!F103,Daten!$F$157:$I$157,_xlfn.XLOOKUP(V_GTel!C103&V_GTel!D103&V_GTel!E103,Daten!$B$159:$B$274&Daten!$A$159:$A$274&Daten!$C$159:$C$274,Daten!$F$159:$I$274)),\nIF(C103=$C$7,_xlfn.XLOOKUP(V_GTel!C103&V_GTel!D103&V_GTel!E103,Daten!$B$159:$B$274&Daten!$A$159:$A$274&Daten!$D$159:$D$274,Daten!$K$159:$K$274)*I103*_xlfn.XLOOKUP(G103,Daten!$M$157:$O$157,_xlfn.XLOOKUP(V_GTel!C103&V_GTel!D103&V_GTel!E103,Daten!$B$159:$B$274&Daten!$A$159:$A$274&Daten!$D$159:$D$274,Daten!$M$159:$O$274))*_xlfn.XLOOKUP(F103,Daten!$V$157:$Y$157,_xlfn.XLOOKUP(V_GTel!C103&V_GTel!D103&V_GTel!E103,Daten!$B$159:$B$274&Daten!$A$159:$A$274&Daten!$D$159:$D$274,Daten!$V$159:$Y$274)),\nIF(C103=$C$8,_xlfn.XLOOKUP(V_GTel!C103&V_GTel!D103&V_GTel!E103,Daten!$B$159:$B$274&Daten!$A$159:$A$274&Daten!$D$159:$D$274,Daten!$K$159:$K$274)*I103*_xlfn.XLOOKUP(G103,Daten!$M$157:$O$157,_xlfn.XLOOKUP(V_GTel!C103&V_GTel!D103&V_GTel!E103,Daten!$B$159:$B$274&Daten!$A$159:$A$274&Daten!$D$159:$D$274,Daten!$M$159:$O$274))*_xlfn.XLOOKUP(H103,Daten!$Q$157:$T$157,_xlfn.XLOOKUP(V_GTel!C103&V_GTel!D103&V_GTel!E103,Daten!$B$159:$B$274&Daten!$A$159:$A$274&Daten!$D$159:$D$274,Daten!$Q$159:$T$274)),\nIF(C103=$C$9,J103*K103*L103,\n\"\")))),0)","v":""},{"$f":"IFERROR(\nIF(C103=$C$6,TRANSPOSE(_xlfn._xlws.FILTER(Daten!$C$159:$C$274,(Daten!$A$159:$A$274=V_GTel!D103)*(Daten!$B$159:$B$274=V_GTel!C103))),\nIF(C103=$C$7,TRANSPOSE(_xlfn._xlws.FILTER(Daten!$D$159:$D$274,(Daten!$A$159:$A$274=V_GTel!D103)*(Daten!$B$159:$B$274=V_GTel!C103))),\nIF(C103=$C$8,TRANSPOSE(_xlfn._xlws.FILTER(Daten!$D$159:$D$274,(Daten!$A$159:$A$274=V_GTel!D103)*(Daten!$B$159:$B$274=V_GTel!C103))),\"\"))),\"\")","v":""}]
[{"$nulls":14},{"$f":"IFERROR(IF(C104=$C$6,_xlfn.XLOOKUP(V_GTel!F104,Daten!$F$157:$I$157,_xlfn.XLOOKUP(V_GTel!C104&V_GTel!D104&V_GTel!E104,Daten!$B$159:$B$274&Daten!$A$159:$A$274&Daten!$C$159:$C$274,Daten!$F$159:$I$274)),\nIF(C104=$C$7,_xlfn.XLOOKUP(V_GTel!C104&V_GTel!D104&V_GTel!E104,Daten!$B$159:$B$274&Daten!$A$159:$A$274&Daten!$D$159:$D$274,Daten!$K$159:$K$274)*I104*_xlfn.XLOOKUP(G104,Daten!$M$157:$O$157,_xlfn.XLOOKUP(V_GTel!C104&V_GTel!D104&V_GTel!E104,Daten!$B$159:$B$274&Daten!$A$159:$A$274&Daten!$D$159:$D$274,Daten!$M$159:$O$274))*_xlfn.XLOOKUP(F104,Daten!$V$157:$Y$157,_xlfn.XLOOKUP(V_GTel!C104&V_GTel!D104&V_GTel!E104,Daten!$B$159:$B$274&Daten!$A$159:$A$274&Daten!$D$159:$D$274,Daten!$V$159:$Y$274)),\nIF(C104=$C$8,_xlfn.XLOOKUP(V_GTel!C104&V_GTel!D104&V_GTel!E104,Daten!$B$159:$B$274&Daten!$A$159:$A$274&Daten!$D$159:$D$274,Daten!$K$159:$K$274)*I104*_xlfn.XLOOKUP(G104,Daten!$M$157:$O$157,_xlfn.XLOOKUP(V_GTel!C104&V_GTel!D104&V_GTel!E104,Daten!$B$159:$B$274&Daten!$A$159:$A$274&Daten!$D$159:$D$274,Daten!$M$159:$O$274))*_xlfn.XLOOKUP(H104,Daten!$Q$157:$T$157,_xlfn.XLOOKUP(V_GTel!C104&V_GTel!D104&V_GTel!E104,Daten!$B$159:$B$274&Daten!$A$159:$A$274&Daten!$D$159:$D$274,Daten!$Q$159:$T$274)),\nIF(C104=$C$9,J104*K104*L104,\n\"\")))),0)","v":""},{"$f":"IFERROR(\nIF(C104=$C$6,TRANSPOSE(_xlfn._xlws.FILTER(Daten!$C$159:$C$274,(Daten!$A$159:$A$274=V_GTel!D104)*(Daten!$B$159:$B$274=V_GTel!C104))),\nIF(C104=$C$7,TRANSPOSE(_xlfn._xlws.FILTER(Daten!$D$159:$D$274,(Daten!$A$159:$A$274=V_GTel!D104)*(Daten!$B$159:$B$274=V_GTel!C104))),\nIF(C104=$C$8,TRANSPOSE(_xlfn._xlws.FILTER(Daten!$D$159:$D$274,(Daten!$A$159:$A$274=V_GTel!D104)*(Daten!$B$159:$B$274=V_GTel!C104))),\"\"))),\"\")","v":""}]
[{"$nulls":14},{"$f":"IFERROR(IF(C105=$C$6,_xlfn.XLOOKUP(V_GTel!F105,Daten!$F$157:$I$157,_xlfn.XLOOKUP(V_GTel!C105&V_GTel!D105&V_GTel!E105,Daten!$B$159:$B$274&Daten!$A$159:$A$274&Daten!$C$159:$C$274,Daten!$F$159:$I$274)),\nIF(C105=$C$7,_xlfn.XLOOKUP(V_GTel!C105&V_GTel!D105&V_GTel!E105,Daten!$B$159:$B$274&Daten!$A$159:$A$274&Daten!$D$159:$D$274,Daten!$K$159:$K$274)*I105*_xlfn.XLOOKUP(G105,Daten!$M$157:$O$157,_xlfn.XLOOKUP(V_GTel!C105&V_GTel!D105&V_GTel!E105,Daten!$B$159:$B$274&Daten!$A$159:$A$274&Daten!$D$159:$D$274,Daten!$M$159:$O$274))*_xlfn.XLOOKUP(F105,Daten!$V$157:$Y$157,_xlfn.XLOOKUP(V_GTel!C105&V_GTel!D105&V_GTel!E105,Daten!$B$159:$B$274&Daten!$A$159:$A$274&Daten!$D$159:$D$274,Daten!$V$159:$Y$274)),\nIF(C105=$C$8,_xlfn.XLOOKUP(V_GTel!C105&V_GTel!D105&V_GTel!E105,Daten!$B$159:$B$274&Daten!$A$159:$A$274&Daten!$D$159:$D$274,Daten!$K$159:$K$274)*I105*_xlfn.XLOOKUP(G105,Daten!$M$157:$O$157,_xlfn.XLOOKUP(V_GTel!C105&V_GTel!D105&V_GTel!E105,Daten!$B$159:$B$274&Daten!$A$159:$A$274&Daten!$D$159:$D$274,Daten!$M$159:$O$274))*_xlfn.XLOOKUP(H105,Daten!$Q$157:$T$157,_xlfn.XLOOKUP(V_GTel!C105&V_GTel!D105&V_GTel!E105,Daten!$B$159:$B$274&Daten!$A$159:$A$274&Daten!$D$159:$D$274,Daten!$Q$159:$T$274)),\nIF(C105=$C$9,J105*K105*L105,\n\"\")))),0)","v":""},{"$f":"IFERROR(\nIF(C105=$C$6,TRANSPOSE(_xlfn._xlws.FILTER(Daten!$C$159:$C$274,(Daten!$A$159:$A$274=V_GTel!D105)*(Daten!$B$159:$B$274=V_GTel!C105))),\nIF(C105=$C$7,TRANSPOSE(_xlfn._xlws.FILTER(Daten!$D$159:$D$274,(Daten!$A$159:$A$274=V_GTel!D105)*(Daten!$B$159:$B$274=V_GTel!C105))),\nIF(C105=$C$8,TRANSPOSE(_xlfn._xlws.FILTER(Daten!$D$159:$D$274,(Daten!$A$159:$A$274=V_GTel!D105)*(Daten!$B$159:$B$274=V_GTel!C105))),\"\"))),\"\")","v":""}]
[{"$nulls":14},{"$f":"IFERROR(IF(C106=$C$6,_xlfn.XLOOKUP(V_GTel!F106,Daten!$F$157:$I$157,_xlfn.XLOOKUP(V_GTel!C106&V_GTel!D106&V_GTel!E106,Daten!$B$159:$B$274&Daten!$A$159:$A$274&Daten!$C$159:$C$274,Daten!$F$159:$I$274)),\nIF(C106=$C$7,_xlfn.XLOOKUP(V_GTel!C106&V_GTel!D106&V_GTel!E106,Daten!$B$159:$B$274&Daten!$A$159:$A$274&Daten!$D$159:$D$274,Daten!$K$159:$K$274)*I106*_xlfn.XLOOKUP(G106,Daten!$M$157:$O$157,_xlfn.XLOOKUP(V_GTel!C106&V_GTel!D106&V_GTel!E106,Daten!$B$159:$B$274&Daten!$A$159:$A$274&Daten!$D$159:$D$274,Daten!$M$159:$O$274))*_xlfn.XLOOKUP(F106,Daten!$V$157:$Y$157,_xlfn.XLOOKUP(V_GTel!C106&V_GTel!D106&V_GTel!E106,Daten!$B$159:$B$274&Daten!$A$159:$A$274&Daten!$D$159:$D$274,Daten!$V$159:$Y$274)),\nIF(C106=$C$8,_xlfn.XLOOKUP(V_GTel!C106&V_GTel!D106&V_GTel!E106,Daten!$B$159:$B$274&Daten!$A$159:$A$274&Daten!$D$159:$D$274,Daten!$K$159:$K$274)*I106*_xlfn.XLOOKUP(G106,Daten!$M$157:$O$157,_xlfn.XLOOKUP(V_GTel!C106&V_GTel!D106&V_GTel!E106,Daten!$B$159:$B$274&Daten!$A$159:$A$274&Daten!$D$159:$D$274,Daten!$M$159:$O$274))*_xlfn.XLOOKUP(H106,Daten!$Q$157:$T$157,_xlfn.XLOOKUP(V_GTel!C106&V_GTel!D106&V_GTel!E106,Daten!$B$159:$B$274&Daten!$A$159:$A$274&Daten!$D$159:$D$274,Daten!$Q$159:$T$274)),\nIF(C106=$C$9,J106*K106*L106,\n\"\")))),0)","v":""},{"$f":"IFERROR(\nIF(C106=$C$6,TRANSPOSE(_xlfn._xlws.FILTER(Daten!$C$159:$C$274,(Daten!$A$159:$A$274=V_GTel!D106)*(Daten!$B$159:$B$274=V_GTel!C106))),\nIF(C106=$C$7,TRANSPOSE(_xlfn._xlws.FILTER(Daten!$D$159:$D$274,(Daten!$A$159:$A$274=V_GTel!D106)*(Daten!$B$159:$B$274=V_GTel!C106))),\nIF(C106=$C$8,TRANSPOSE(_xlfn._xlws.FILTER(Daten!$D$159:$D$274,(Daten!$A$159:$A$274=V_GTel!D106)*(Daten!$B$159:$B$274=V_GTel!C106))),\"\"))),\"\")","v":""}]
[{"$nulls":14},{"$f":"IFERROR(IF(C107=$C$6,_xlfn.XLOOKUP(V_GTel!F107,Daten!$F$157:$I$157,_xlfn.XLOOKUP(V_GTel!C107&V_GTel!D107&V_GTel!E107,Daten!$B$159:$B$274&Daten!$A$159:$A$274&Daten!$C$159:$C$274,Daten!$F$159:$I$274)),\nIF(C107=$C$7,_xlfn.XLOOKUP(V_GTel!C107&V_GTel!D107&V_GTel!E107,Daten!$B$159:$B$274&Daten!$A$159:$A$274&Daten!$D$159:$D$274,Daten!$K$159:$K$274)*I107*_xlfn.XLOOKUP(G107,Daten!$M$157:$O$157,_xlfn.XLOOKUP(V_GTel!C107&V_GTel!D107&V_GTel!E107,Daten!$B$159:$B$274&Daten!$A$159:$A$274&Daten!$D$159:$D$274,Daten!$M$159:$O$274))*_xlfn.XLOOKUP(F107,Daten!$V$157:$Y$157,_xlfn.XLOOKUP(V_GTel!C107&V_GTel!D107&V_GTel!E107,Daten!$B$159:$B$274&Daten!$A$159:$A$274&Daten!$D$159:$D$274,Daten!$V$159:$Y$274)),\nIF(C107=$C$8,_xlfn.XLOOKUP(V_GTel!C107&V_GTel!D107&V_GTel!E107,Daten!$B$159:$B$274&Daten!$A$159:$A$274&Daten!$D$159:$D$274,Daten!$K$159:$K$274)*I107*_xlfn.XLOOKUP(G107,Daten!$M$157:$O$157,_xlfn.XLOOKUP(V_GTel!C107&V_GTel!D107&V_GTel!E107,Daten!$B$159:$B$274&Daten!$A$159:$A$274&Daten!$D$159:$D$274,Daten!$M$159:$O$274))*_xlfn.XLOOKUP(H107,Daten!$Q$157:$T$157,_xlfn.XLOOKUP(V_GTel!C107&V_GTel!D107&V_GTel!E107,Daten!$B$159:$B$274&Daten!$A$159:$A$274&Daten!$D$159:$D$274,Daten!$Q$159:$T$274)),\nIF(C107=$C$9,J107*K107*L107,\n\"\")))),0)","v":""},{"$f":"IFERROR(\nIF(C107=$C$6,TRANSPOSE(_xlfn._xlws.FILTER(Daten!$C$159:$C$274,(Daten!$A$159:$A$274=V_GTel!D107)*(Daten!$B$159:$B$274=V_GTel!C107))),\nIF(C107=$C$7,TRANSPOSE(_xlfn._xlws.FILTER(Daten!$D$159:$D$274,(Daten!$A$159:$A$274=V_GTel!D107)*(Daten!$B$159:$B$274=V_GTel!C107))),\nIF(C107=$C$8,TRANSPOSE(_xlfn._xlws.FILTER(Daten!$D$159:$D$274,(Daten!$A$159:$A$274=V_GTel!D107)*(Daten!$B$159:$B$274=V_GTel!C107))),\"\"))),\"\")","v":""}]
[{"$nulls":14},{"$f":"IFERROR(IF(C108=$C$6,_xlfn.XLOOKUP(V_GTel!F108,Daten!$F$157:$I$157,_xlfn.XLOOKUP(V_GTel!C108&V_GTel!D108&V_GTel!E108,Daten!$B$159:$B$274&Daten!$A$159:$A$274&Daten!$C$159:$C$274,Daten!$F$159:$I$274)),\nIF(C108=$C$7,_xlfn.XLOOKUP(V_GTel!C108&V_GTel!D108&V_GTel!E108,Daten!$B$159:$B$274&Daten!$A$159:$A$274&Daten!$D$159:$D$274,Daten!$K$159:$K$274)*I108*_xlfn.XLOOKUP(G108,Daten!$M$157:$O$157,_xlfn.XLOOKUP(V_GTel!C108&V_GTel!D108&V_GTel!E108,Daten!$B$159:$B$274&Daten!$A$159:$A$274&Daten!$D$159:$D$274,Daten!$M$159:$O$274))*_xlfn.XLOOKUP(F108,Daten!$V$157:$Y$157,_xlfn.XLOOKUP(V_GTel!C108&V_GTel!D108&V_GTel!E108,Daten!$B$159:$B$274&Daten!$A$159:$A$274&Daten!$D$159:$D$274,Daten!$V$159:$Y$274)),\nIF(C108=$C$8,_xlfn.XLOOKUP(V_GTel!C108&V_GTel!D108&V_GTel!E108,Daten!$B$159:$B$274&Daten!$A$159:$A$274&Daten!$D$159:$D$274,Daten!$K$159:$K$274)*I108*_xlfn.XLOOKUP(G108,Daten!$M$157:$O$157,_xlfn.XLOOKUP(V_GTel!C108&V_GTel!D108&V_GTel!E108,Daten!$B$159:$B$274&Daten!$A$159:$A$274&Daten!$D$159:$D$274,Daten!$M$159:$O$274))*_xlfn.XLOOKUP(H108,Daten!$Q$157:$T$157,_xlfn.XLOOKUP(V_GTel!C108&V_GTel!D108&V_GTel!E108,Daten!$B$159:$B$274&Daten!$A$159:$A$274&Daten!$D$159:$D$274,Daten!$Q$159:$T$274)),\nIF(C108=$C$9,J108*K108*L108,\n\"\")))),0)","v":""},{"$f":"IFERROR(\nIF(C108=$C$6,TRANSPOSE(_xlfn._xlws.FILTER(Daten!$C$159:$C$274,(Daten!$A$159:$A$274=V_GTel!D108)*(Daten!$B$159:$B$274=V_GTel!C108))),\nIF(C108=$C$7,TRANSPOSE(_xlfn._xlws.FILTER(Daten!$D$159:$D$274,(Daten!$A$159:$A$274=V_GTel!D108)*(Daten!$B$159:$B$274=V_GTel!C108))),\nIF(C108=$C$8,TRANSPOSE(_xlfn._xlws.FILTER(Daten!$D$159:$D$274,(Daten!$A$159:$A$274=V_GTel!D108)*(Daten!$B$159:$B$274=V_GTel!C108))),\"\"))),\"\")","v":""}]
[{"$nulls":14},{"$f":"IFERROR(IF(C109=$C$6,_xlfn.XLOOKUP(V_GTel!F109,Daten!$F$157:$I$157,_xlfn.XLOOKUP(V_GTel!C109&V_GTel!D109&V_GTel!E109,Daten!$B$159:$B$274&Daten!$A$159:$A$274&Daten!$C$159:$C$274,Daten!$F$159:$I$274)),\nIF(C109=$C$7,_xlfn.XLOOKUP(V_GTel!C109&V_GTel!D109&V_GTel!E109,Daten!$B$159:$B$274&Daten!$A$159:$A$274&Daten!$D$159:$D$274,Daten!$K$159:$K$274)*I109*_xlfn.XLOOKUP(G109,Daten!$M$157:$O$157,_xlfn.XLOOKUP(V_GTel!C109&V_GTel!D109&V_GTel!E109,Daten!$B$159:$B$274&Daten!$A$159:$A$274&Daten!$D$159:$D$274,Daten!$M$159:$O$274))*_xlfn.XLOOKUP(F109,Daten!$V$157:$Y$157,_xlfn.XLOOKUP(V_GTel!C109&V_GTel!D109&V_GTel!E109,Daten!$B$159:$B$274&Daten!$A$159:$A$274&Daten!$D$159:$D$274,Daten!$V$159:$Y$274)),\nIF(C109=$C$8,_xlfn.XLOOKUP(V_GTel!C109&V_GTel!D109&V_GTel!E109,Daten!$B$159:$B$274&Daten!$A$159:$A$274&Daten!$D$159:$D$274,Daten!$K$159:$K$274)*I109*_xlfn.XLOOKUP(G109,Daten!$M$157:$O$157,_xlfn.XLOOKUP(V_GTel!C109&V_GTel!D109&V_GTel!E109,Daten!$B$159:$B$274&Daten!$A$159:$A$274&Daten!$D$159:$D$274,Daten!$M$159:$O$274))*_xlfn.XLOOKUP(H109,Daten!$Q$157:$T$157,_xlfn.XLOOKUP(V_GTel!C109&V_GTel!D109&V_GTel!E109,Daten!$B$159:$B$274&Daten!$A$159:$A$274&Daten!$D$159:$D$274,Daten!$Q$159:$T$274)),\nIF(C109=$C$9,J109*K109*L109,\n\"\")))),0)","v":""},{"$f":"IFERROR(\nIF(C109=$C$6,TRANSPOSE(_xlfn._xlws.FILTER(Daten!$C$159:$C$274,(Daten!$A$159:$A$274=V_GTel!D109)*(Daten!$B$159:$B$274=V_GTel!C109))),\nIF(C109=$C$7,TRANSPOSE(_xlfn._xlws.FILTER(Daten!$D$159:$D$274,(Daten!$A$159:$A$274=V_GTel!D109)*(Daten!$B$159:$B$274=V_GTel!C109))),\nIF(C109=$C$8,TRANSPOSE(_xlfn._xlws.FILTER(Daten!$D$159:$D$274,(Daten!$A$159:$A$274=V_GTel!D109)*(Daten!$B$159:$B$274=V_GTel!C109))),\"\"))),\"\")","v":""}]
[{"$nulls":14},{"$f":"IFERROR(IF(C110=$C$6,_xlfn.XLOOKUP(V_GTel!F110,Daten!$F$157:$I$157,_xlfn.XLOOKUP(V_GTel!C110&V_GTel!D110&V_GTel!E110,Daten!$B$159:$B$274&Daten!$A$159:$A$274&Daten!$C$159:$C$274,Daten!$F$159:$I$274)),\nIF(C110=$C$7,_xlfn.XLOOKUP(V_GTel!C110&V_GTel!D110&V_GTel!E110,Daten!$B$159:$B$274&Daten!$A$159:$A$274&Daten!$D$159:$D$274,Daten!$K$159:$K$274)*I110*_xlfn.XLOOKUP(G110,Daten!$M$157:$O$157,_xlfn.XLOOKUP(V_GTel!C110&V_GTel!D110&V_GTel!E110,Daten!$B$159:$B$274&Daten!$A$159:$A$274&Daten!$D$159:$D$274,Daten!$M$159:$O$274))*_xlfn.XLOOKUP(F110,Daten!$V$157:$Y$157,_xlfn.XLOOKUP(V_GTel!C110&V_GTel!D110&V_GTel!E110,Daten!$B$159:$B$274&Daten!$A$159:$A$274&Daten!$D$159:$D$274,Daten!$V$159:$Y$274)),\nIF(C110=$C$8,_xlfn.XLOOKUP(V_GTel!C110&V_GTel!D110&V_GTel!E110,Daten!$B$159:$B$274&Daten!$A$159:$A$274&Daten!$D$159:$D$274,Daten!$K$159:$K$274)*I110*_xlfn.XLOOKUP(G110,Daten!$M$157:$O$157,_xlfn.XLOOKUP(V_GTel!C110&V_GTel!D110&V_GTel!E110,Daten!$B$159:$B$274&Daten!$A$159:$A$274&Daten!$D$159:$D$274,Daten!$M$159:$O$274))*_xlfn.XLOOKUP(H110,Daten!$Q$157:$T$157,_xlfn.XLOOKUP(V_GTel!C110&V_GTel!D110&V_GTel!E110,Daten!$B$159:$B$274&Daten!$A$159:$A$274&Daten!$D$159:$D$274,Daten!$Q$159:$T$274)),\nIF(C110=$C$9,J110*K110*L110,\n\"\")))),0)","v":""},{"$f":"IFERROR(\nIF(C110=$C$6,TRANSPOSE(_xlfn._xlws.FILTER(Daten!$C$159:$C$274,(Daten!$A$159:$A$274=V_GTel!D110)*(Daten!$B$159:$B$274=V_GTel!C110))),\nIF(C110=$C$7,TRANSPOSE(_xlfn._xlws.FILTER(Daten!$D$159:$D$274,(Daten!$A$159:$A$274=V_GTel!D110)*(Daten!$B$159:$B$274=V_GTel!C110))),\nIF(C110=$C$8,TRANSPOSE(_xlfn._xlws.FILTER(Daten!$D$159:$D$274,(Daten!$A$159:$A$274=V_GTel!D110)*(Daten!$B$159:$B$274=V_GTel!C110))),\"\"))),\"\")","v":""}]
[{"$nulls":14},{"$f":"IFERROR(IF(C111=$C$6,_xlfn.XLOOKUP(V_GTel!F111,Daten!$F$157:$I$157,_xlfn.XLOOKUP(V_GTel!C111&V_GTel!D111&V_GTel!E111,Daten!$B$159:$B$274&Daten!$A$159:$A$274&Daten!$C$159:$C$274,Daten!$F$159:$I$274)),\nIF(C111=$C$7,_xlfn.XLOOKUP(V_GTel!C111&V_GTel!D111&V_GTel!E111,Daten!$B$159:$B$274&Daten!$A$159:$A$274&Daten!$D$159:$D$274,Daten!$K$159:$K$274)*I111*_xlfn.XLOOKUP(G111,Daten!$M$157:$O$157,_xlfn.XLOOKUP(V_GTel!C111&V_GTel!D111&V_GTel!E111,Daten!$B$159:$B$274&Daten!$A$159:$A$274&Daten!$D$159:$D$274,Daten!$M$159:$O$274))*_xlfn.XLOOKUP(F111,Daten!$V$157:$Y$157,_xlfn.XLOOKUP(V_GTel!C111&V_GTel!D111&V_GTel!E111,Daten!$B$159:$B$274&Daten!$A$159:$A$274&Daten!$D$159:$D$274,Daten!$V$159:$Y$274)),\nIF(C111=$C$8,_xlfn.XLOOKUP(V_GTel!C111&V_GTel!D111&V_GTel!E111,Daten!$B$159:$B$274&Daten!$A$159:$A$274&Daten!$D$159:$D$274,Daten!$K$159:$K$274)*I111*_xlfn.XLOOKUP(G111,Daten!$M$157:$O$157,_xlfn.XLOOKUP(V_GTel!C111&V_GTel!D111&V_GTel!E111,Daten!$B$159:$B$274&Daten!$A$159:$A$274&Daten!$D$159:$D$274,Daten!$M$159:$O$274))*_xlfn.XLOOKUP(H111,Daten!$Q$157:$T$157,_xlfn.XLOOKUP(V_GTel!C111&V_GTel!D111&V_GTel!E111,Daten!$B$159:$B$274&Daten!$A$159:$A$274&Daten!$D$159:$D$274,Daten!$Q$159:$T$274)),\nIF(C111=$C$9,J111*K111*L111,\n\"\")))),0)","v":""},{"$f":"IFERROR(\nIF(C111=$C$6,TRANSPOSE(_xlfn._xlws.FILTER(Daten!$C$159:$C$274,(Daten!$A$159:$A$274=V_GTel!D111)*(Daten!$B$159:$B$274=V_GTel!C111))),\nIF(C111=$C$7,TRANSPOSE(_xlfn._xlws.FILTER(Daten!$D$159:$D$274,(Daten!$A$159:$A$274=V_GTel!D111)*(Daten!$B$159:$B$274=V_GTel!C111))),\nIF(C111=$C$8,TRANSPOSE(_xlfn._xlws.FILTER(Daten!$D$159:$D$274,(Daten!$A$159:$A$274=V_GTel!D111)*(Daten!$B$159:$B$274=V_GTel!C111))),\"\"))),\"\")","v":""}]
[{"$nulls":14},{"$f":"IFERROR(IF(C112=$C$6,_xlfn.XLOOKUP(V_GTel!F112,Daten!$F$157:$I$157,_xlfn.XLOOKUP(V_GTel!C112&V_GTel!D112&V_GTel!E112,Daten!$B$159:$B$274&Daten!$A$159:$A$274&Daten!$C$159:$C$274,Daten!$F$159:$I$274)),\nIF(C112=$C$7,_xlfn.XLOOKUP(V_GTel!C112&V_GTel!D112&V_GTel!E112,Daten!$B$159:$B$274&Daten!$A$159:$A$274&Daten!$D$159:$D$274,Daten!$K$159:$K$274)*I112*_xlfn.XLOOKUP(G112,Daten!$M$157:$O$157,_xlfn.XLOOKUP(V_GTel!C112&V_GTel!D112&V_GTel!E112,Daten!$B$159:$B$274&Daten!$A$159:$A$274&Daten!$D$159:$D$274,Daten!$M$159:$O$274))*_xlfn.XLOOKUP(F112,Daten!$V$157:$Y$157,_xlfn.XLOOKUP(V_GTel!C112&V_GTel!D112&V_GTel!E112,Daten!$B$159:$B$274&Daten!$A$159:$A$274&Daten!$D$159:$D$274,Daten!$V$159:$Y$274)),\nIF(C112=$C$8,_xlfn.XLOOKUP(V_GTel!C112&V_GTel!D112&V_GTel!E112,Daten!$B$159:$B$274&Daten!$A$159:$A$274&Daten!$D$159:$D$274,Daten!$K$159:$K$274)*I112*_xlfn.XLOOKUP(G112,Daten!$M$157:$O$157,_xlfn.XLOOKUP(V_GTel!C112&V_GTel!D112&V_GTel!E112,Daten!$B$159:$B$274&Daten!$A$159:$A$274&Daten!$D$159:$D$274,Daten!$M$159:$O$274))*_xlfn.XLOOKUP(H112,Daten!$Q$157:$T$157,_xlfn.XLOOKUP(V_GTel!C112&V_GTel!D112&V_GTel!E112,Daten!$B$159:$B$274&Daten!$A$159:$A$274&Daten!$D$159:$D$274,Daten!$Q$159:$T$274)),\nIF(C112=$C$9,J112*K112*L112,\n\"\")))),0)","v":""},{"$f":"IFERROR(\nIF(C112=$C$6,TRANSPOSE(_xlfn._xlws.FILTER(Daten!$C$159:$C$274,(Daten!$A$159:$A$274=V_GTel!D112)*(Daten!$B$159:$B$274=V_GTel!C112))),\nIF(C112=$C$7,TRANSPOSE(_xlfn._xlws.FILTER(Daten!$D$159:$D$274,(Daten!$A$159:$A$274=V_GTel!D112)*(Daten!$B$159:$B$274=V_GTel!C112))),\nIF(C112=$C$8,TRANSPOSE(_xlfn._xlws.FILTER(Daten!$D$159:$D$274,(Daten!$A$159:$A$274=V_GTel!D112)*(Daten!$B$159:$B$274=V_GTel!C112))),\"\"))),\"\")","v":""}]
[{"$nulls":14},{"$f":"IFERROR(IF(C113=$C$6,_xlfn.XLOOKUP(V_GTel!F113,Daten!$F$157:$I$157,_xlfn.XLOOKUP(V_GTel!C113&V_GTel!D113&V_GTel!E113,Daten!$B$159:$B$274&Daten!$A$159:$A$274&Daten!$C$159:$C$274,Daten!$F$159:$I$274)),\nIF(C113=$C$7,_xlfn.XLOOKUP(V_GTel!C113&V_GTel!D113&V_GTel!E113,Daten!$B$159:$B$274&Daten!$A$159:$A$274&Daten!$D$159:$D$274,Daten!$K$159:$K$274)*I113*_xlfn.XLOOKUP(G113,Daten!$M$157:$O$157,_xlfn.XLOOKUP(V_GTel!C113&V_GTel!D113&V_GTel!E113,Daten!$B$159:$B$274&Daten!$A$159:$A$274&Daten!$D$159:$D$274,Daten!$M$159:$O$274))*_xlfn.XLOOKUP(F113,Daten!$V$157:$Y$157,_xlfn.XLOOKUP(V_GTel!C113&V_GTel!D113&V_GTel!E113,Daten!$B$159:$B$274&Daten!$A$159:$A$274&Daten!$D$159:$D$274,Daten!$V$159:$Y$274)),\nIF(C113=$C$8,_xlfn.XLOOKUP(V_GTel!C113&V_GTel!D113&V_GTel!E113,Daten!$B$159:$B$274&Daten!$A$159:$A$274&Daten!$D$159:$D$274,Daten!$K$159:$K$274)*I113*_xlfn.XLOOKUP(G113,Daten!$M$157:$O$157,_xlfn.XLOOKUP(V_GTel!C113&V_GTel!D113&V_GTel!E113,Daten!$B$159:$B$274&Daten!$A$159:$A$274&Daten!$D$159:$D$274,Daten!$M$159:$O$274))*_xlfn.XLOOKUP(H113,Daten!$Q$157:$T$157,_xlfn.XLOOKUP(V_GTel!C113&V_GTel!D113&V_GTel!E113,Daten!$B$159:$B$274&Daten!$A$159:$A$274&Daten!$D$159:$D$274,Daten!$Q$159:$T$274)),\nIF(C113=$C$9,J113*K113*L113,\n\"\")))),0)","v":""},{"$f":"IFERROR(\nIF(C113=$C$6,TRANSPOSE(_xlfn._xlws.FILTER(Daten!$C$159:$C$274,(Daten!$A$159:$A$274=V_GTel!D113)*(Daten!$B$159:$B$274=V_GTel!C113))),\nIF(C113=$C$7,TRANSPOSE(_xlfn._xlws.FILTER(Daten!$D$159:$D$274,(Daten!$A$159:$A$274=V_GTel!D113)*(Daten!$B$159:$B$274=V_GTel!C113))),\nIF(C113=$C$8,TRANSPOSE(_xlfn._xlws.FILTER(Daten!$D$159:$D$274,(Daten!$A$159:$A$274=V_GTel!D113)*(Daten!$B$159:$B$274=V_GTel!C113))),\"\"))),\"\")","v":""}]
[{"$nulls":14},{"$f":"IFERROR(IF(C114=$C$6,_xlfn.XLOOKUP(V_GTel!F114,Daten!$F$157:$I$157,_xlfn.XLOOKUP(V_GTel!C114&V_GTel!D114&V_GTel!E114,Daten!$B$159:$B$274&Daten!$A$159:$A$274&Daten!$C$159:$C$274,Daten!$F$159:$I$274)),\nIF(C114=$C$7,_xlfn.XLOOKUP(V_GTel!C114&V_GTel!D114&V_GTel!E114,Daten!$B$159:$B$274&Daten!$A$159:$A$274&Daten!$D$159:$D$274,Daten!$K$159:$K$274)*I114*_xlfn.XLOOKUP(G114,Daten!$M$157:$O$157,_xlfn.XLOOKUP(V_GTel!C114&V_GTel!D114&V_GTel!E114,Daten!$B$159:$B$274&Daten!$A$159:$A$274&Daten!$D$159:$D$274,Daten!$M$159:$O$274))*_xlfn.XLOOKUP(F114,Daten!$V$157:$Y$157,_xlfn.XLOOKUP(V_GTel!C114&V_GTel!D114&V_GTel!E114,Daten!$B$159:$B$274&Daten!$A$159:$A$274&Daten!$D$159:$D$274,Daten!$V$159:$Y$274)),\nIF(C114=$C$8,_xlfn.XLOOKUP(V_GTel!C114&V_GTel!D114&V_GTel!E114,Daten!$B$159:$B$274&Daten!$A$159:$A$274&Daten!$D$159:$D$274,Daten!$K$159:$K$274)*I114*_xlfn.XLOOKUP(G114,Daten!$M$157:$O$157,_xlfn.XLOOKUP(V_GTel!C114&V_GTel!D114&V_GTel!E114,Daten!$B$159:$B$274&Daten!$A$159:$A$274&Daten!$D$159:$D$274,Daten!$M$159:$O$274))*_xlfn.XLOOKUP(H114,Daten!$Q$157:$T$157,_xlfn.XLOOKUP(V_GTel!C114&V_GTel!D114&V_GTel!E114,Daten!$B$159:$B$274&Daten!$A$159:$A$274&Daten!$D$159:$D$274,Daten!$Q$159:$T$274)),\nIF(C114=$C$9,J114*K114*L114,\n\"\")))),0)","v":""},{"$f":"IFERROR(\nIF(C114=$C$6,TRANSPOSE(_xlfn._xlws.FILTER(Daten!$C$159:$C$274,(Daten!$A$159:$A$274=V_GTel!D114)*(Daten!$B$159:$B$274=V_GTel!C114))),\nIF(C114=$C$7,TRANSPOSE(_xlfn._xlws.FILTER(Daten!$D$159:$D$274,(Daten!$A$159:$A$274=V_GTel!D114)*(Daten!$B$159:$B$274=V_GTel!C114))),\nIF(C114=$C$8,TRANSPOSE(_xlfn._xlws.FILTER(Daten!$D$159:$D$274,(Daten!$A$159:$A$274=V_GTel!D114)*(Daten!$B$159:$B$274=V_GTel!C114))),\"\"))),\"\")","v":""}]
[{"$nulls":14},{"$f":"IFERROR(IF(C115=$C$6,_xlfn.XLOOKUP(V_GTel!F115,Daten!$F$157:$I$157,_xlfn.XLOOKUP(V_GTel!C115&V_GTel!D115&V_GTel!E115,Daten!$B$159:$B$274&Daten!$A$159:$A$274&Daten!$C$159:$C$274,Daten!$F$159:$I$274)),\nIF(C115=$C$7,_xlfn.XLOOKUP(V_GTel!C115&V_GTel!D115&V_GTel!E115,Daten!$B$159:$B$274&Daten!$A$159:$A$274&Daten!$D$159:$D$274,Daten!$K$159:$K$274)*I115*_xlfn.XLOOKUP(G115,Daten!$M$157:$O$157,_xlfn.XLOOKUP(V_GTel!C115&V_GTel!D115&V_GTel!E115,Daten!$B$159:$B$274&Daten!$A$159:$A$274&Daten!$D$159:$D$274,Daten!$M$159:$O$274))*_xlfn.XLOOKUP(F115,Daten!$V$157:$Y$157,_xlfn.XLOOKUP(V_GTel!C115&V_GTel!D115&V_GTel!E115,Daten!$B$159:$B$274&Daten!$A$159:$A$274&Daten!$D$159:$D$274,Daten!$V$159:$Y$274)),\nIF(C115=$C$8,_xlfn.XLOOKUP(V_GTel!C115&V_GTel!D115&V_GTel!E115,Daten!$B$159:$B$274&Daten!$A$159:$A$274&Daten!$D$159:$D$274,Daten!$K$159:$K$274)*I115*_xlfn.XLOOKUP(G115,Daten!$M$157:$O$157,_xlfn.XLOOKUP(V_GTel!C115&V_GTel!D115&V_GTel!E115,Daten!$B$159:$B$274&Daten!$A$159:$A$274&Daten!$D$159:$D$274,Daten!$M$159:$O$274))*_xlfn.XLOOKUP(H115,Daten!$Q$157:$T$157,_xlfn.XLOOKUP(V_GTel!C115&V_GTel!D115&V_GTel!E115,Daten!$B$159:$B$274&Daten!$A$159:$A$274&Daten!$D$159:$D$274,Daten!$Q$159:$T$274)),\nIF(C115=$C$9,J115*K115*L115,\n\"\")))),0)","v":""},{"$f":"IFERROR(\nIF(C115=$C$6,TRANSPOSE(_xlfn._xlws.FILTER(Daten!$C$159:$C$274,(Daten!$A$159:$A$274=V_GTel!D115)*(Daten!$B$159:$B$274=V_GTel!C115))),\nIF(C115=$C$7,TRANSPOSE(_xlfn._xlws.FILTER(Daten!$D$159:$D$274,(Daten!$A$159:$A$274=V_GTel!D115)*(Daten!$B$159:$B$274=V_GTel!C115))),\nIF(C115=$C$8,TRANSPOSE(_xlfn._xlws.FILTER(Daten!$D$159:$D$274,(Daten!$A$159:$A$274=V_GTel!D115)*(Daten!$B$159:$B$274=V_GTel!C115))),\"\"))),\"\")","v":""}]
[{"$nulls":14},{"$f":"IFERROR(IF(C116=$C$6,_xlfn.XLOOKUP(V_GTel!F116,Daten!$F$157:$I$157,_xlfn.XLOOKUP(V_GTel!C116&V_GTel!D116&V_GTel!E116,Daten!$B$159:$B$274&Daten!$A$159:$A$274&Daten!$C$159:$C$274,Daten!$F$159:$I$274)),\nIF(C116=$C$7,_xlfn.XLOOKUP(V_GTel!C116&V_GTel!D116&V_GTel!E116,Daten!$B$159:$B$274&Daten!$A$159:$A$274&Daten!$D$159:$D$274,Daten!$K$159:$K$274)*I116*_xlfn.XLOOKUP(G116,Daten!$M$157:$O$157,_xlfn.XLOOKUP(V_GTel!C116&V_GTel!D116&V_GTel!E116,Daten!$B$159:$B$274&Daten!$A$159:$A$274&Daten!$D$159:$D$274,Daten!$M$159:$O$274))*_xlfn.XLOOKUP(F116,Daten!$V$157:$Y$157,_xlfn.XLOOKUP(V_GTel!C116&V_GTel!D116&V_GTel!E116,Daten!$B$159:$B$274&Daten!$A$159:$A$274&Daten!$D$159:$D$274,Daten!$V$159:$Y$274)),\nIF(C116=$C$8,_xlfn.XLOOKUP(V_GTel!C116&V_GTel!D116&V_GTel!E116,Daten!$B$159:$B$274&Daten!$A$159:$A$274&Daten!$D$159:$D$274,Daten!$K$159:$K$274)*I116*_xlfn.XLOOKUP(G116,Daten!$M$157:$O$157,_xlfn.XLOOKUP(V_GTel!C116&V_GTel!D116&V_GTel!E116,Daten!$B$159:$B$274&Daten!$A$159:$A$274&Daten!$D$159:$D$274,Daten!$M$159:$O$274))*_xlfn.XLOOKUP(H116,Daten!$Q$157:$T$157,_xlfn.XLOOKUP(V_GTel!C116&V_GTel!D116&V_GTel!E116,Daten!$B$159:$B$274&Daten!$A$159:$A$274&Daten!$D$159:$D$274,Daten!$Q$159:$T$274)),\nIF(C116=$C$9,J116*K116*L116,\n\"\")))),0)","v":""},{"$f":"IFERROR(\nIF(C116=$C$6,TRANSPOSE(_xlfn._xlws.FILTER(Daten!$C$159:$C$274,(Daten!$A$159:$A$274=V_GTel!D116)*(Daten!$B$159:$B$274=V_GTel!C116))),\nIF(C116=$C$7,TRANSPOSE(_xlfn._xlws.FILTER(Daten!$D$159:$D$274,(Daten!$A$159:$A$274=V_GTel!D116)*(Daten!$B$159:$B$274=V_GTel!C116))),\nIF(C116=$C$8,TRANSPOSE(_xlfn._xlws.FILTER(Daten!$D$159:$D$274,(Daten!$A$159:$A$274=V_GTel!D116)*(Daten!$B$159:$B$274=V_GTel!C116))),\"\"))),\"\")","v":""}]
[{"$nulls":14},{"$f":"IFERROR(IF(C117=$C$6,_xlfn.XLOOKUP(V_GTel!F117,Daten!$F$157:$I$157,_xlfn.XLOOKUP(V_GTel!C117&V_GTel!D117&V_GTel!E117,Daten!$B$159:$B$274&Daten!$A$159:$A$274&Daten!$C$159:$C$274,Daten!$F$159:$I$274)),\nIF(C117=$C$7,_xlfn.XLOOKUP(V_GTel!C117&V_GTel!D117&V_GTel!E117,Daten!$B$159:$B$274&Daten!$A$159:$A$274&Daten!$D$159:$D$274,Daten!$K$159:$K$274)*I117*_xlfn.XLOOKUP(G117,Daten!$M$157:$O$157,_xlfn.XLOOKUP(V_GTel!C117&V_GTel!D117&V_GTel!E117,Daten!$B$159:$B$274&Daten!$A$159:$A$274&Daten!$D$159:$D$274,Daten!$M$159:$O$274))*_xlfn.XLOOKUP(F117,Daten!$V$157:$Y$157,_xlfn.XLOOKUP(V_GTel!C117&V_GTel!D117&V_GTel!E117,Daten!$B$159:$B$274&Daten!$A$159:$A$274&Daten!$D$159:$D$274,Daten!$V$159:$Y$274)),\nIF(C117=$C$8,_xlfn.XLOOKUP(V_GTel!C117&V_GTel!D117&V_GTel!E117,Daten!$B$159:$B$274&Daten!$A$159:$A$274&Daten!$D$159:$D$274,Daten!$K$159:$K$274)*I117*_xlfn.XLOOKUP(G117,Daten!$M$157:$O$157,_xlfn.XLOOKUP(V_GTel!C117&V_GTel!D117&V_GTel!E117,Daten!$B$159:$B$274&Daten!$A$159:$A$274&Daten!$D$159:$D$274,Daten!$M$159:$O$274))*_xlfn.XLOOKUP(H117,Daten!$Q$157:$T$157,_xlfn.XLOOKUP(V_GTel!C117&V_GTel!D117&V_GTel!E117,Daten!$B$159:$B$274&Daten!$A$159:$A$274&Daten!$D$159:$D$274,Daten!$Q$159:$T$274)),\nIF(C117=$C$9,J117*K117*L117,\n\"\")))),0)","v":""},{"$f":"IFERROR(\nIF(C117=$C$6,TRANSPOSE(_xlfn._xlws.FILTER(Daten!$C$159:$C$274,(Daten!$A$159:$A$274=V_GTel!D117)*(Daten!$B$159:$B$274=V_GTel!C117))),\nIF(C117=$C$7,TRANSPOSE(_xlfn._xlws.FILTER(Daten!$D$159:$D$274,(Daten!$A$159:$A$274=V_GTel!D117)*(Daten!$B$159:$B$274=V_GTel!C117))),\nIF(C117=$C$8,TRANSPOSE(_xlfn._xlws.FILTER(Daten!$D$159:$D$274,(Daten!$A$159:$A$274=V_GTel!D117)*(Daten!$B$159:$B$274=V_GTel!C117))),\"\"))),\"\")","v":""}]
[{"$nulls":14},{"$f":"IFERROR(IF(C118=$C$6,_xlfn.XLOOKUP(V_GTel!F118,Daten!$F$157:$I$157,_xlfn.XLOOKUP(V_GTel!C118&V_GTel!D118&V_GTel!E118,Daten!$B$159:$B$274&Daten!$A$159:$A$274&Daten!$C$159:$C$274,Daten!$F$159:$I$274)),\nIF(C118=$C$7,_xlfn.XLOOKUP(V_GTel!C118&V_GTel!D118&V_GTel!E118,Daten!$B$159:$B$274&Daten!$A$159:$A$274&Daten!$D$159:$D$274,Daten!$K$159:$K$274)*I118*_xlfn.XLOOKUP(G118,Daten!$M$157:$O$157,_xlfn.XLOOKUP(V_GTel!C118&V_GTel!D118&V_GTel!E118,Daten!$B$159:$B$274&Daten!$A$159:$A$274&Daten!$D$159:$D$274,Daten!$M$159:$O$274))*_xlfn.XLOOKUP(F118,Daten!$V$157:$Y$157,_xlfn.XLOOKUP(V_GTel!C118&V_GTel!D118&V_GTel!E118,Daten!$B$159:$B$274&Daten!$A$159:$A$274&Daten!$D$159:$D$274,Daten!$V$159:$Y$274)),\nIF(C118=$C$8,_xlfn.XLOOKUP(V_GTel!C118&V_GTel!D118&V_GTel!E118,Daten!$B$159:$B$274&Daten!$A$159:$A$274&Daten!$D$159:$D$274,Daten!$K$159:$K$274)*I118*_xlfn.XLOOKUP(G118,Daten!$M$157:$O$157,_xlfn.XLOOKUP(V_GTel!C118&V_GTel!D118&V_GTel!E118,Daten!$B$159:$B$274&Daten!$A$159:$A$274&Daten!$D$159:$D$274,Daten!$M$159:$O$274))*_xlfn.XLOOKUP(H118,Daten!$Q$157:$T$157,_xlfn.XLOOKUP(V_GTel!C118&V_GTel!D118&V_GTel!E118,Daten!$B$159:$B$274&Daten!$A$159:$A$274&Daten!$D$159:$D$274,Daten!$Q$159:$T$274)),\nIF(C118=$C$9,J118*K118*L118,\n\"\")))),0)","v":""},{"$f":"IFERROR(\nIF(C118=$C$6,TRANSPOSE(_xlfn._xlws.FILTER(Daten!$C$159:$C$274,(Daten!$A$159:$A$274=V_GTel!D118)*(Daten!$B$159:$B$274=V_GTel!C118))),\nIF(C118=$C$7,TRANSPOSE(_xlfn._xlws.FILTER(Daten!$D$159:$D$274,(Daten!$A$159:$A$274=V_GTel!D118)*(Daten!$B$159:$B$274=V_GTel!C118))),\nIF(C118=$C$8,TRANSPOSE(_xlfn._xlws.FILTER(Daten!$D$159:$D$274,(Daten!$A$159:$A$274=V_GTel!D118)*(Daten!$B$159:$B$274=V_GTel!C118))),\"\"))),\"\")","v":""}]
[{"$nulls":14},{"$f":"IFERROR(IF(C119=$C$6,_xlfn.XLOOKUP(V_GTel!F119,Daten!$F$157:$I$157,_xlfn.XLOOKUP(V_GTel!C119&V_GTel!D119&V_GTel!E119,Daten!$B$159:$B$274&Daten!$A$159:$A$274&Daten!$C$159:$C$274,Daten!$F$159:$I$274)),\nIF(C119=$C$7,_xlfn.XLOOKUP(V_GTel!C119&V_GTel!D119&V_GTel!E119,Daten!$B$159:$B$274&Daten!$A$159:$A$274&Daten!$D$159:$D$274,Daten!$K$159:$K$274)*I119*_xlfn.XLOOKUP(G119,Daten!$M$157:$O$157,_xlfn.XLOOKUP(V_GTel!C119&V_GTel!D119&V_GTel!E119,Daten!$B$159:$B$274&Daten!$A$159:$A$274&Daten!$D$159:$D$274,Daten!$M$159:$O$274))*_xlfn.XLOOKUP(F119,Daten!$V$157:$Y$157,_xlfn.XLOOKUP(V_GTel!C119&V_GTel!D119&V_GTel!E119,Daten!$B$159:$B$274&Daten!$A$159:$A$274&Daten!$D$159:$D$274,Daten!$V$159:$Y$274)),\nIF(C119=$C$8,_xlfn.XLOOKUP(V_GTel!C119&V_GTel!D119&V_GTel!E119,Daten!$B$159:$B$274&Daten!$A$159:$A$274&Daten!$D$159:$D$274,Daten!$K$159:$K$274)*I119*_xlfn.XLOOKUP(G119,Daten!$M$157:$O$157,_xlfn.XLOOKUP(V_GTel!C119&V_GTel!D119&V_GTel!E119,Daten!$B$159:$B$274&Daten!$A$159:$A$274&Daten!$D$159:$D$274,Daten!$M$159:$O$274))*_xlfn.XLOOKUP(H119,Daten!$Q$157:$T$157,_xlfn.XLOOKUP(V_GTel!C119&V_GTel!D119&V_GTel!E119,Daten!$B$159:$B$274&Daten!$A$159:$A$274&Daten!$D$159:$D$274,Daten!$Q$159:$T$274)),\nIF(C119=$C$9,J119*K119*L119,\n\"\")))),0)","v":""},{"$f":"IFERROR(\nIF(C119=$C$6,TRANSPOSE(_xlfn._xlws.FILTER(Daten!$C$159:$C$274,(Daten!$A$159:$A$274=V_GTel!D119)*(Daten!$B$159:$B$274=V_GTel!C119))),\nIF(C119=$C$7,TRANSPOSE(_xlfn._xlws.FILTER(Daten!$D$159:$D$274,(Daten!$A$159:$A$274=V_GTel!D119)*(Daten!$B$159:$B$274=V_GTel!C119))),\nIF(C119=$C$8,TRANSPOSE(_xlfn._xlws.FILTER(Daten!$D$159:$D$274,(Daten!$A$159:$A$274=V_GTel!D119)*(Daten!$B$159:$B$274=V_GTel!C119))),\"\"))),\"\")","v":""}]
[{"$nulls":14},{"$f":"IFERROR(IF(C120=$C$6,_xlfn.XLOOKUP(V_GTel!F120,Daten!$F$157:$I$157,_xlfn.XLOOKUP(V_GTel!C120&V_GTel!D120&V_GTel!E120,Daten!$B$159:$B$274&Daten!$A$159:$A$274&Daten!$C$159:$C$274,Daten!$F$159:$I$274)),\nIF(C120=$C$7,_xlfn.XLOOKUP(V_GTel!C120&V_GTel!D120&V_GTel!E120,Daten!$B$159:$B$274&Daten!$A$159:$A$274&Daten!$D$159:$D$274,Daten!$K$159:$K$274)*I120*_xlfn.XLOOKUP(G120,Daten!$M$157:$O$157,_xlfn.XLOOKUP(V_GTel!C120&V_GTel!D120&V_GTel!E120,Daten!$B$159:$B$274&Daten!$A$159:$A$274&Daten!$D$159:$D$274,Daten!$M$159:$O$274))*_xlfn.XLOOKUP(F120,Daten!$V$157:$Y$157,_xlfn.XLOOKUP(V_GTel!C120&V_GTel!D120&V_GTel!E120,Daten!$B$159:$B$274&Daten!$A$159:$A$274&Daten!$D$159:$D$274,Daten!$V$159:$Y$274)),\nIF(C120=$C$8,_xlfn.XLOOKUP(V_GTel!C120&V_GTel!D120&V_GTel!E120,Daten!$B$159:$B$274&Daten!$A$159:$A$274&Daten!$D$159:$D$274,Daten!$K$159:$K$274)*I120*_xlfn.XLOOKUP(G120,Daten!$M$157:$O$157,_xlfn.XLOOKUP(V_GTel!C120&V_GTel!D120&V_GTel!E120,Daten!$B$159:$B$274&Daten!$A$159:$A$274&Daten!$D$159:$D$274,Daten!$M$159:$O$274))*_xlfn.XLOOKUP(H120,Daten!$Q$157:$T$157,_xlfn.XLOOKUP(V_GTel!C120&V_GTel!D120&V_GTel!E120,Daten!$B$159:$B$274&Daten!$A$159:$A$274&Daten!$D$159:$D$274,Daten!$Q$159:$T$274)),\nIF(C120=$C$9,J120*K120*L120,\n\"\")))),0)","v":""},{"$f":"IFERROR(\nIF(C120=$C$6,TRANSPOSE(_xlfn._xlws.FILTER(Daten!$C$159:$C$274,(Daten!$A$159:$A$274=V_GTel!D120)*(Daten!$B$159:$B$274=V_GTel!C120))),\nIF(C120=$C$7,TRANSPOSE(_xlfn._xlws.FILTER(Daten!$D$159:$D$274,(Daten!$A$159:$A$274=V_GTel!D120)*(Daten!$B$159:$B$274=V_GTel!C120))),\nIF(C120=$C$8,TRANSPOSE(_xlfn._xlws.FILTER(Daten!$D$159:$D$274,(Daten!$A$159:$A$274=V_GTel!D120)*(Daten!$B$159:$B$274=V_GTel!C120))),\"\"))),\"\")","v":""}]
[{"$nulls":14},{"$f":"IFERROR(IF(C121=$C$6,_xlfn.XLOOKUP(V_GTel!F121,Daten!$F$157:$I$157,_xlfn.XLOOKUP(V_GTel!C121&V_GTel!D121&V_GTel!E121,Daten!$B$159:$B$274&Daten!$A$159:$A$274&Daten!$C$159:$C$274,Daten!$F$159:$I$274)),\nIF(C121=$C$7,_xlfn.XLOOKUP(V_GTel!C121&V_GTel!D121&V_GTel!E121,Daten!$B$159:$B$274&Daten!$A$159:$A$274&Daten!$D$159:$D$274,Daten!$K$159:$K$274)*I121*_xlfn.XLOOKUP(G121,Daten!$M$157:$O$157,_xlfn.XLOOKUP(V_GTel!C121&V_GTel!D121&V_GTel!E121,Daten!$B$159:$B$274&Daten!$A$159:$A$274&Daten!$D$159:$D$274,Daten!$M$159:$O$274))*_xlfn.XLOOKUP(F121,Daten!$V$157:$Y$157,_xlfn.XLOOKUP(V_GTel!C121&V_GTel!D121&V_GTel!E121,Daten!$B$159:$B$274&Daten!$A$159:$A$274&Daten!$D$159:$D$274,Daten!$V$159:$Y$274)),\nIF(C121=$C$8,_xlfn.XLOOKUP(V_GTel!C121&V_GTel!D121&V_GTel!E121,Daten!$B$159:$B$274&Daten!$A$159:$A$274&Daten!$D$159:$D$274,Daten!$K$159:$K$274)*I121*_xlfn.XLOOKUP(G121,Daten!$M$157:$O$157,_xlfn.XLOOKUP(V_GTel!C121&V_GTel!D121&V_GTel!E121,Daten!$B$159:$B$274&Daten!$A$159:$A$274&Daten!$D$159:$D$274,Daten!$M$159:$O$274))*_xlfn.XLOOKUP(H121,Daten!$Q$157:$T$157,_xlfn.XLOOKUP(V_GTel!C121&V_GTel!D121&V_GTel!E121,Daten!$B$159:$B$274&Daten!$A$159:$A$274&Daten!$D$159:$D$274,Daten!$Q$159:$T$274)),\nIF(C121=$C$9,J121*K121*L121,\n\"\")))),0)","v":""},{"$f":"IFERROR(\nIF(C121=$C$6,TRANSPOSE(_xlfn._xlws.FILTER(Daten!$C$159:$C$274,(Daten!$A$159:$A$274=V_GTel!D121)*(Daten!$B$159:$B$274=V_GTel!C121))),\nIF(C121=$C$7,TRANSPOSE(_xlfn._xlws.FILTER(Daten!$D$159:$D$274,(Daten!$A$159:$A$274=V_GTel!D121)*(Daten!$B$159:$B$274=V_GTel!C121))),\nIF(C121=$C$8,TRANSPOSE(_xlfn._xlws.FILTER(Daten!$D$159:$D$274,(Daten!$A$159:$A$274=V_GTel!D121)*(Daten!$B$159:$B$274=V_GTel!C121))),\"\"))),\"\")","v":""}]
[{"$nulls":14},{"$f":"IFERROR(IF(C122=$C$6,_xlfn.XLOOKUP(V_GTel!F122,Daten!$F$157:$I$157,_xlfn.XLOOKUP(V_GTel!C122&V_GTel!D122&V_GTel!E122,Daten!$B$159:$B$274&Daten!$A$159:$A$274&Daten!$C$159:$C$274,Daten!$F$159:$I$274)),\nIF(C122=$C$7,_xlfn.XLOOKUP(V_GTel!C122&V_GTel!D122&V_GTel!E122,Daten!$B$159:$B$274&Daten!$A$159:$A$274&Daten!$D$159:$D$274,Daten!$K$159:$K$274)*I122*_xlfn.XLOOKUP(G122,Daten!$M$157:$O$157,_xlfn.XLOOKUP(V_GTel!C122&V_GTel!D122&V_GTel!E122,Daten!$B$159:$B$274&Daten!$A$159:$A$274&Daten!$D$159:$D$274,Daten!$M$159:$O$274))*_xlfn.XLOOKUP(F122,Daten!$V$157:$Y$157,_xlfn.XLOOKUP(V_GTel!C122&V_GTel!D122&V_GTel!E122,Daten!$B$159:$B$274&Daten!$A$159:$A$274&Daten!$D$159:$D$274,Daten!$V$159:$Y$274)),\nIF(C122=$C$8,_xlfn.XLOOKUP(V_GTel!C122&V_GTel!D122&V_GTel!E122,Daten!$B$159:$B$274&Daten!$A$159:$A$274&Daten!$D$159:$D$274,Daten!$K$159:$K$274)*I122*_xlfn.XLOOKUP(G122,Daten!$M$157:$O$157,_xlfn.XLOOKUP(V_GTel!C122&V_GTel!D122&V_GTel!E122,Daten!$B$159:$B$274&Daten!$A$159:$A$274&Daten!$D$159:$D$274,Daten!$M$159:$O$274))*_xlfn.XLOOKUP(H122,Daten!$Q$157:$T$157,_xlfn.XLOOKUP(V_GTel!C122&V_GTel!D122&V_GTel!E122,Daten!$B$159:$B$274&Daten!$A$159:$A$274&Daten!$D$159:$D$274,Daten!$Q$159:$T$274)),\nIF(C122=$C$9,J122*K122*L122,\n\"\")))),0)","v":""},{"$f":"IFERROR(\nIF(C122=$C$6,TRANSPOSE(_xlfn._xlws.FILTER(Daten!$C$159:$C$274,(Daten!$A$159:$A$274=V_GTel!D122)*(Daten!$B$159:$B$274=V_GTel!C122))),\nIF(C122=$C$7,TRANSPOSE(_xlfn._xlws.FILTER(Daten!$D$159:$D$274,(Daten!$A$159:$A$274=V_GTel!D122)*(Daten!$B$159:$B$274=V_GTel!C122))),\nIF(C122=$C$8,TRANSPOSE(_xlfn._xlws.FILTER(Daten!$D$159:$D$274,(Daten!$A$159:$A$274=V_GTel!D122)*(Daten!$B$159:$B$274=V_GTel!C122))),\"\"))),\"\")","v":""}]
[{"$nulls":14},{"$f":"IFERROR(IF(C123=$C$6,_xlfn.XLOOKUP(V_GTel!F123,Daten!$F$157:$I$157,_xlfn.XLOOKUP(V_GTel!C123&V_GTel!D123&V_GTel!E123,Daten!$B$159:$B$274&Daten!$A$159:$A$274&Daten!$C$159:$C$274,Daten!$F$159:$I$274)),\nIF(C123=$C$7,_xlfn.XLOOKUP(V_GTel!C123&V_GTel!D123&V_GTel!E123,Daten!$B$159:$B$274&Daten!$A$159:$A$274&Daten!$D$159:$D$274,Daten!$K$159:$K$274)*I123*_xlfn.XLOOKUP(G123,Daten!$M$157:$O$157,_xlfn.XLOOKUP(V_GTel!C123&V_GTel!D123&V_GTel!E123,Daten!$B$159:$B$274&Daten!$A$159:$A$274&Daten!$D$159:$D$274,Daten!$M$159:$O$274))*_xlfn.XLOOKUP(F123,Daten!$V$157:$Y$157,_xlfn.XLOOKUP(V_GTel!C123&V_GTel!D123&V_GTel!E123,Daten!$B$159:$B$274&Daten!$A$159:$A$274&Daten!$D$159:$D$274,Daten!$V$159:$Y$274)),\nIF(C123=$C$8,_xlfn.XLOOKUP(V_GTel!C123&V_GTel!D123&V_GTel!E123,Daten!$B$159:$B$274&Daten!$A$159:$A$274&Daten!$D$159:$D$274,Daten!$K$159:$K$274)*I123*_xlfn.XLOOKUP(G123,Daten!$M$157:$O$157,_xlfn.XLOOKUP(V_GTel!C123&V_GTel!D123&V_GTel!E123,Daten!$B$159:$B$274&Daten!$A$159:$A$274&Daten!$D$159:$D$274,Daten!$M$159:$O$274))*_xlfn.XLOOKUP(H123,Daten!$Q$157:$T$157,_xlfn.XLOOKUP(V_GTel!C123&V_GTel!D123&V_GTel!E123,Daten!$B$159:$B$274&Daten!$A$159:$A$274&Daten!$D$159:$D$274,Daten!$Q$159:$T$274)),\nIF(C123=$C$9,J123*K123*L123,\n\"\")))),0)","v":""},{"$f":"IFERROR(\nIF(C123=$C$6,TRANSPOSE(_xlfn._xlws.FILTER(Daten!$C$159:$C$274,(Daten!$A$159:$A$274=V_GTel!D123)*(Daten!$B$159:$B$274=V_GTel!C123))),\nIF(C123=$C$7,TRANSPOSE(_xlfn._xlws.FILTER(Daten!$D$159:$D$274,(Daten!$A$159:$A$274=V_GTel!D123)*(Daten!$B$159:$B$274=V_GTel!C123))),\nIF(C123=$C$8,TRANSPOSE(_xlfn._xlws.FILTER(Daten!$D$159:$D$274,(Daten!$A$159:$A$274=V_GTel!D123)*(Daten!$B$159:$B$274=V_GTel!C123))),\"\"))),\"\")","v":""}]
[{"$nulls":14},{"$f":"IFERROR(IF(C124=$C$6,_xlfn.XLOOKUP(V_GTel!F124,Daten!$F$157:$I$157,_xlfn.XLOOKUP(V_GTel!C124&V_GTel!D124&V_GTel!E124,Daten!$B$159:$B$274&Daten!$A$159:$A$274&Daten!$C$159:$C$274,Daten!$F$159:$I$274)),\nIF(C124=$C$7,_xlfn.XLOOKUP(V_GTel!C124&V_GTel!D124&V_GTel!E124,Daten!$B$159:$B$274&Daten!$A$159:$A$274&Daten!$D$159:$D$274,Daten!$K$159:$K$274)*I124*_xlfn.XLOOKUP(G124,Daten!$M$157:$O$157,_xlfn.XLOOKUP(V_GTel!C124&V_GTel!D124&V_GTel!E124,Daten!$B$159:$B$274&Daten!$A$159:$A$274&Daten!$D$159:$D$274,Daten!$M$159:$O$274))*_xlfn.XLOOKUP(F124,Daten!$V$157:$Y$157,_xlfn.XLOOKUP(V_GTel!C124&V_GTel!D124&V_GTel!E124,Daten!$B$159:$B$274&Daten!$A$159:$A$274&Daten!$D$159:$D$274,Daten!$V$159:$Y$274)),\nIF(C124=$C$8,_xlfn.XLOOKUP(V_GTel!C124&V_GTel!D124&V_GTel!E124,Daten!$B$159:$B$274&Daten!$A$159:$A$274&Daten!$D$159:$D$274,Daten!$K$159:$K$274)*I124*_xlfn.XLOOKUP(G124,Daten!$M$157:$O$157,_xlfn.XLOOKUP(V_GTel!C124&V_GTel!D124&V_GTel!E124,Daten!$B$159:$B$274&Daten!$A$159:$A$274&Daten!$D$159:$D$274,Daten!$M$159:$O$274))*_xlfn.XLOOKUP(H124,Daten!$Q$157:$T$157,_xlfn.XLOOKUP(V_GTel!C124&V_GTel!D124&V_GTel!E124,Daten!$B$159:$B$274&Daten!$A$159:$A$274&Daten!$D$159:$D$274,Daten!$Q$159:$T$274)),\nIF(C124=$C$9,J124*K124*L124,\n\"\")))),0)","v":""},{"$f":"IFERROR(\nIF(C124=$C$6,TRANSPOSE(_xlfn._xlws.FILTER(Daten!$C$159:$C$274,(Daten!$A$159:$A$274=V_GTel!D124)*(Daten!$B$159:$B$274=V_GTel!C124))),\nIF(C124=$C$7,TRANSPOSE(_xlfn._xlws.FILTER(Daten!$D$159:$D$274,(Daten!$A$159:$A$274=V_GTel!D124)*(Daten!$B$159:$B$274=V_GTel!C124))),\nIF(C124=$C$8,TRANSPOSE(_xlfn._xlws.FILTER(Daten!$D$159:$D$274,(Daten!$A$159:$A$274=V_GTel!D124)*(Daten!$B$159:$B$274=V_GTel!C124))),\"\"))),\"\")","v":""}]
[{"$nulls":14},{"$f":"IFERROR(IF(C125=$C$6,_xlfn.XLOOKUP(V_GTel!F125,Daten!$F$157:$I$157,_xlfn.XLOOKUP(V_GTel!C125&V_GTel!D125&V_GTel!E125,Daten!$B$159:$B$274&Daten!$A$159:$A$274&Daten!$C$159:$C$274,Daten!$F$159:$I$274)),\nIF(C125=$C$7,_xlfn.XLOOKUP(V_GTel!C125&V_GTel!D125&V_GTel!E125,Daten!$B$159:$B$274&Daten!$A$159:$A$274&Daten!$D$159:$D$274,Daten!$K$159:$K$274)*I125*_xlfn.XLOOKUP(G125,Daten!$M$157:$O$157,_xlfn.XLOOKUP(V_GTel!C125&V_GTel!D125&V_GTel!E125,Daten!$B$159:$B$274&Daten!$A$159:$A$274&Daten!$D$159:$D$274,Daten!$M$159:$O$274))*_xlfn.XLOOKUP(F125,Daten!$V$157:$Y$157,_xlfn.XLOOKUP(V_GTel!C125&V_GTel!D125&V_GTel!E125,Daten!$B$159:$B$274&Daten!$A$159:$A$274&Daten!$D$159:$D$274,Daten!$V$159:$Y$274)),\nIF(C125=$C$8,_xlfn.XLOOKUP(V_GTel!C125&V_GTel!D125&V_GTel!E125,Daten!$B$159:$B$274&Daten!$A$159:$A$274&Daten!$D$159:$D$274,Daten!$K$159:$K$274)*I125*_xlfn.XLOOKUP(G125,Daten!$M$157:$O$157,_xlfn.XLOOKUP(V_GTel!C125&V_GTel!D125&V_GTel!E125,Daten!$B$159:$B$274&Daten!$A$159:$A$274&Daten!$D$159:$D$274,Daten!$M$159:$O$274))*_xlfn.XLOOKUP(H125,Daten!$Q$157:$T$157,_xlfn.XLOOKUP(V_GTel!C125&V_GTel!D125&V_GTel!E125,Daten!$B$159:$B$274&Daten!$A$159:$A$274&Daten!$D$159:$D$274,Daten!$Q$159:$T$274)),\nIF(C125=$C$9,J125*K125*L125,\n\"\")))),0)","v":""},{"$f":"IFERROR(\nIF(C125=$C$6,TRANSPOSE(_xlfn._xlws.FILTER(Daten!$C$159:$C$274,(Daten!$A$159:$A$274=V_GTel!D125)*(Daten!$B$159:$B$274=V_GTel!C125))),\nIF(C125=$C$7,TRANSPOSE(_xlfn._xlws.FILTER(Daten!$D$159:$D$274,(Daten!$A$159:$A$274=V_GTel!D125)*(Daten!$B$159:$B$274=V_GTel!C125))),\nIF(C125=$C$8,TRANSPOSE(_xlfn._xlws.FILTER(Daten!$D$159:$D$274,(Daten!$A$159:$A$274=V_GTel!D125)*(Daten!$B$159:$B$274=V_GTel!C125))),\"\"))),\"\")","v":""}]
[{"$nulls":14},{"$f":"IFERROR(IF(C126=$C$6,_xlfn.XLOOKUP(V_GTel!F126,Daten!$F$157:$I$157,_xlfn.XLOOKUP(V_GTel!C126&V_GTel!D126&V_GTel!E126,Daten!$B$159:$B$274&Daten!$A$159:$A$274&Daten!$C$159:$C$274,Daten!$F$159:$I$274)),\nIF(C126=$C$7,_xlfn.XLOOKUP(V_GTel!C126&V_GTel!D126&V_GTel!E126,Daten!$B$159:$B$274&Daten!$A$159:$A$274&Daten!$D$159:$D$274,Daten!$K$159:$K$274)*I126*_xlfn.XLOOKUP(G126,Daten!$M$157:$O$157,_xlfn.XLOOKUP(V_GTel!C126&V_GTel!D126&V_GTel!E126,Daten!$B$159:$B$274&Daten!$A$159:$A$274&Daten!$D$159:$D$274,Daten!$M$159:$O$274))*_xlfn.XLOOKUP(F126,Daten!$V$157:$Y$157,_xlfn.XLOOKUP(V_GTel!C126&V_GTel!D126&V_GTel!E126,Daten!$B$159:$B$274&Daten!$A$159:$A$274&Daten!$D$159:$D$274,Daten!$V$159:$Y$274)),\nIF(C126=$C$8,_xlfn.XLOOKUP(V_GTel!C126&V_GTel!D126&V_GTel!E126,Daten!$B$159:$B$274&Daten!$A$159:$A$274&Daten!$D$159:$D$274,Daten!$K$159:$K$274)*I126*_xlfn.XLOOKUP(G126,Daten!$M$157:$O$157,_xlfn.XLOOKUP(V_GTel!C126&V_GTel!D126&V_GTel!E126,Daten!$B$159:$B$274&Daten!$A$159:$A$274&Daten!$D$159:$D$274,Daten!$M$159:$O$274))*_xlfn.XLOOKUP(H126,Daten!$Q$157:$T$157,_xlfn.XLOOKUP(V_GTel!C126&V_GTel!D126&V_GTel!E126,Daten!$B$159:$B$274&Daten!$A$159:$A$274&Daten!$D$159:$D$274,Daten!$Q$159:$T$274)),\nIF(C126=$C$9,J126*K126*L126,\n\"\")))),0)","v":""},{"$f":"IFERROR(\nIF(C126=$C$6,TRANSPOSE(_xlfn._xlws.FILTER(Daten!$C$159:$C$274,(Daten!$A$159:$A$274=V_GTel!D126)*(Daten!$B$159:$B$274=V_GTel!C126))),\nIF(C126=$C$7,TRANSPOSE(_xlfn._xlws.FILTER(Daten!$D$159:$D$274,(Daten!$A$159:$A$274=V_GTel!D126)*(Daten!$B$159:$B$274=V_GTel!C126))),\nIF(C126=$C$8,TRANSPOSE(_xlfn._xlws.FILTER(Daten!$D$159:$D$274,(Daten!$A$159:$A$274=V_GTel!D126)*(Daten!$B$159:$B$274=V_GTel!C126))),\"\"))),\"\")","v":""}]
[{"$nulls":14},{"$f":"IFERROR(IF(C127=$C$6,_xlfn.XLOOKUP(V_GTel!F127,Daten!$F$157:$I$157,_xlfn.XLOOKUP(V_GTel!C127&V_GTel!D127&V_GTel!E127,Daten!$B$159:$B$274&Daten!$A$159:$A$274&Daten!$C$159:$C$274,Daten!$F$159:$I$274)),\nIF(C127=$C$7,_xlfn.XLOOKUP(V_GTel!C127&V_GTel!D127&V_GTel!E127,Daten!$B$159:$B$274&Daten!$A$159:$A$274&Daten!$D$159:$D$274,Daten!$K$159:$K$274)*I127*_xlfn.XLOOKUP(G127,Daten!$M$157:$O$157,_xlfn.XLOOKUP(V_GTel!C127&V_GTel!D127&V_GTel!E127,Daten!$B$159:$B$274&Daten!$A$159:$A$274&Daten!$D$159:$D$274,Daten!$M$159:$O$274))*_xlfn.XLOOKUP(F127,Daten!$V$157:$Y$157,_xlfn.XLOOKUP(V_GTel!C127&V_GTel!D127&V_GTel!E127,Daten!$B$159:$B$274&Daten!$A$159:$A$274&Daten!$D$159:$D$274,Daten!$V$159:$Y$274)),\nIF(C127=$C$8,_xlfn.XLOOKUP(V_GTel!C127&V_GTel!D127&V_GTel!E127,Daten!$B$159:$B$274&Daten!$A$159:$A$274&Daten!$D$159:$D$274,Daten!$K$159:$K$274)*I127*_xlfn.XLOOKUP(G127,Daten!$M$157:$O$157,_xlfn.XLOOKUP(V_GTel!C127&V_GTel!D127&V_GTel!E127,Daten!$B$159:$B$274&Daten!$A$159:$A$274&Daten!$D$159:$D$274,Daten!$M$159:$O$274))*_xlfn.XLOOKUP(H127,Daten!$Q$157:$T$157,_xlfn.XLOOKUP(V_GTel!C127&V_GTel!D127&V_GTel!E127,Daten!$B$159:$B$274&Daten!$A$159:$A$274&Daten!$D$159:$D$274,Daten!$Q$159:$T$274)),\nIF(C127=$C$9,J127*K127*L127,\n\"\")))),0)","v":""},{"$f":"IFERROR(\nIF(C127=$C$6,TRANSPOSE(_xlfn._xlws.FILTER(Daten!$C$159:$C$274,(Daten!$A$159:$A$274=V_GTel!D127)*(Daten!$B$159:$B$274=V_GTel!C127))),\nIF(C127=$C$7,TRANSPOSE(_xlfn._xlws.FILTER(Daten!$D$159:$D$274,(Daten!$A$159:$A$274=V_GTel!D127)*(Daten!$B$159:$B$274=V_GTel!C127))),\nIF(C127=$C$8,TRANSPOSE(_xlfn._xlws.FILTER(Daten!$D$159:$D$274,(Daten!$A$159:$A$274=V_GTel!D127)*(Daten!$B$159:$B$274=V_GTel!C127))),\"\"))),\"\")","v":""}]
[{"$nulls":14},{"$f":"IFERROR(IF(C128=$C$6,_xlfn.XLOOKUP(V_GTel!F128,Daten!$F$157:$I$157,_xlfn.XLOOKUP(V_GTel!C128&V_GTel!D128&V_GTel!E128,Daten!$B$159:$B$274&Daten!$A$159:$A$274&Daten!$C$159:$C$274,Daten!$F$159:$I$274)),\nIF(C128=$C$7,_xlfn.XLOOKUP(V_GTel!C128&V_GTel!D128&V_GTel!E128,Daten!$B$159:$B$274&Daten!$A$159:$A$274&Daten!$D$159:$D$274,Daten!$K$159:$K$274)*I128*_xlfn.XLOOKUP(G128,Daten!$M$157:$O$157,_xlfn.XLOOKUP(V_GTel!C128&V_GTel!D128&V_GTel!E128,Daten!$B$159:$B$274&Daten!$A$159:$A$274&Daten!$D$159:$D$274,Daten!$M$159:$O$274))*_xlfn.XLOOKUP(F128,Daten!$V$157:$Y$157,_xlfn.XLOOKUP(V_GTel!C128&V_GTel!D128&V_GTel!E128,Daten!$B$159:$B$274&Daten!$A$159:$A$274&Daten!$D$159:$D$274,Daten!$V$159:$Y$274)),\nIF(C128=$C$8,_xlfn.XLOOKUP(V_GTel!C128&V_GTel!D128&V_GTel!E128,Daten!$B$159:$B$274&Daten!$A$159:$A$274&Daten!$D$159:$D$274,Daten!$K$159:$K$274)*I128*_xlfn.XLOOKUP(G128,Daten!$M$157:$O$157,_xlfn.XLOOKUP(V_GTel!C128&V_GTel!D128&V_GTel!E128,Daten!$B$159:$B$274&Daten!$A$159:$A$274&Daten!$D$159:$D$274,Daten!$M$159:$O$274))*_xlfn.XLOOKUP(H128,Daten!$Q$157:$T$157,_xlfn.XLOOKUP(V_GTel!C128&V_GTel!D128&V_GTel!E128,Daten!$B$159:$B$274&Daten!$A$159:$A$274&Daten!$D$159:$D$274,Daten!$Q$159:$T$274)),\nIF(C128=$C$9,J128*K128*L128,\n\"\")))),0)","v":""},{"$f":"IFERROR(\nIF(C128=$C$6,TRANSPOSE(_xlfn._xlws.FILTER(Daten!$C$159:$C$274,(Daten!$A$159:$A$274=V_GTel!D128)*(Daten!$B$159:$B$274=V_GTel!C128))),\nIF(C128=$C$7,TRANSPOSE(_xlfn._xlws.FILTER(Daten!$D$159:$D$274,(Daten!$A$159:$A$274=V_GTel!D128)*(Daten!$B$159:$B$274=V_GTel!C128))),\nIF(C128=$C$8,TRANSPOSE(_xlfn._xlws.FILTER(Daten!$D$159:$D$274,(Daten!$A$159:$A$274=V_GTel!D128)*(Daten!$B$159:$B$274=V_GTel!C128))),\"\"))),\"\")","v":""}]
[{"$nulls":14},{"$f":"IFERROR(IF(C129=$C$6,_xlfn.XLOOKUP(V_GTel!F129,Daten!$F$157:$I$157,_xlfn.XLOOKUP(V_GTel!C129&V_GTel!D129&V_GTel!E129,Daten!$B$159:$B$274&Daten!$A$159:$A$274&Daten!$C$159:$C$274,Daten!$F$159:$I$274)),\nIF(C129=$C$7,_xlfn.XLOOKUP(V_GTel!C129&V_GTel!D129&V_GTel!E129,Daten!$B$159:$B$274&Daten!$A$159:$A$274&Daten!$D$159:$D$274,Daten!$K$159:$K$274)*I129*_xlfn.XLOOKUP(G129,Daten!$M$157:$O$157,_xlfn.XLOOKUP(V_GTel!C129&V_GTel!D129&V_GTel!E129,Daten!$B$159:$B$274&Daten!$A$159:$A$274&Daten!$D$159:$D$274,Daten!$M$159:$O$274))*_xlfn.XLOOKUP(F129,Daten!$V$157:$Y$157,_xlfn.XLOOKUP(V_GTel!C129&V_GTel!D129&V_GTel!E129,Daten!$B$159:$B$274&Daten!$A$159:$A$274&Daten!$D$159:$D$274,Daten!$V$159:$Y$274)),\nIF(C129=$C$8,_xlfn.XLOOKUP(V_GTel!C129&V_GTel!D129&V_GTel!E129,Daten!$B$159:$B$274&Daten!$A$159:$A$274&Daten!$D$159:$D$274,Daten!$K$159:$K$274)*I129*_xlfn.XLOOKUP(G129,Daten!$M$157:$O$157,_xlfn.XLOOKUP(V_GTel!C129&V_GTel!D129&V_GTel!E129,Daten!$B$159:$B$274&Daten!$A$159:$A$274&Daten!$D$159:$D$274,Daten!$M$159:$O$274))*_xlfn.XLOOKUP(H129,Daten!$Q$157:$T$157,_xlfn.XLOOKUP(V_GTel!C129&V_GTel!D129&V_GTel!E129,Daten!$B$159:$B$274&Daten!$A$159:$A$274&Daten!$D$159:$D$274,Daten!$Q$159:$T$274)),\nIF(C129=$C$9,J129*K129*L129,\n\"\")))),0)","v":""},{"$f":"IFERROR(\nIF(C129=$C$6,TRANSPOSE(_xlfn._xlws.FILTER(Daten!$C$159:$C$274,(Daten!$A$159:$A$274=V_GTel!D129)*(Daten!$B$159:$B$274=V_GTel!C129))),\nIF(C129=$C$7,TRANSPOSE(_xlfn._xlws.FILTER(Daten!$D$159:$D$274,(Daten!$A$159:$A$274=V_GTel!D129)*(Daten!$B$159:$B$274=V_GTel!C129))),\nIF(C129=$C$8,TRANSPOSE(_xlfn._xlws.FILTER(Daten!$D$159:$D$274,(Daten!$A$159:$A$274=V_GTel!D129)*(Daten!$B$159:$B$274=V_GTel!C129))),\"\"))),\"\")","v":""}]
[{"$nulls":14},{"$f":"IFERROR(IF(C130=$C$6,_xlfn.XLOOKUP(V_GTel!F130,Daten!$F$157:$I$157,_xlfn.XLOOKUP(V_GTel!C130&V_GTel!D130&V_GTel!E130,Daten!$B$159:$B$274&Daten!$A$159:$A$274&Daten!$C$159:$C$274,Daten!$F$159:$I$274)),\nIF(C130=$C$7,_xlfn.XLOOKUP(V_GTel!C130&V_GTel!D130&V_GTel!E130,Daten!$B$159:$B$274&Daten!$A$159:$A$274&Daten!$D$159:$D$274,Daten!$K$159:$K$274)*I130*_xlfn.XLOOKUP(G130,Daten!$M$157:$O$157,_xlfn.XLOOKUP(V_GTel!C130&V_GTel!D130&V_GTel!E130,Daten!$B$159:$B$274&Daten!$A$159:$A$274&Daten!$D$159:$D$274,Daten!$M$159:$O$274))*_xlfn.XLOOKUP(F130,Daten!$V$157:$Y$157,_xlfn.XLOOKUP(V_GTel!C130&V_GTel!D130&V_GTel!E130,Daten!$B$159:$B$274&Daten!$A$159:$A$274&Daten!$D$159:$D$274,Daten!$V$159:$Y$274)),\nIF(C130=$C$8,_xlfn.XLOOKUP(V_GTel!C130&V_GTel!D130&V_GTel!E130,Daten!$B$159:$B$274&Daten!$A$159:$A$274&Daten!$D$159:$D$274,Daten!$K$159:$K$274)*I130*_xlfn.XLOOKUP(G130,Daten!$M$157:$O$157,_xlfn.XLOOKUP(V_GTel!C130&V_GTel!D130&V_GTel!E130,Daten!$B$159:$B$274&Daten!$A$159:$A$274&Daten!$D$159:$D$274,Daten!$M$159:$O$274))*_xlfn.XLOOKUP(H130,Daten!$Q$157:$T$157,_xlfn.XLOOKUP(V_GTel!C130&V_GTel!D130&V_GTel!E130,Daten!$B$159:$B$274&Daten!$A$159:$A$274&Daten!$D$159:$D$274,Daten!$Q$159:$T$274)),\nIF(C130=$C$9,J130*K130*L130,\n\"\")))),0)","v":""},{"$f":"IFERROR(\nIF(C130=$C$6,TRANSPOSE(_xlfn._xlws.FILTER(Daten!$C$159:$C$274,(Daten!$A$159:$A$274=V_GTel!D130)*(Daten!$B$159:$B$274=V_GTel!C130))),\nIF(C130=$C$7,TRANSPOSE(_xlfn._xlws.FILTER(Daten!$D$159:$D$274,(Daten!$A$159:$A$274=V_GTel!D130)*(Daten!$B$159:$B$274=V_GTel!C130))),\nIF(C130=$C$8,TRANSPOSE(_xlfn._xlws.FILTER(Daten!$D$159:$D$274,(Daten!$A$159:$A$274=V_GTel!D130)*(Daten!$B$159:$B$274=V_GTel!C130))),\"\"))),\"\")","v":""}]
[{"$nulls":14},{"$f":"IFERROR(IF(C131=$C$6,_xlfn.XLOOKUP(V_GTel!F131,Daten!$F$157:$I$157,_xlfn.XLOOKUP(V_GTel!C131&V_GTel!D131&V_GTel!E131,Daten!$B$159:$B$274&Daten!$A$159:$A$274&Daten!$C$159:$C$274,Daten!$F$159:$I$274)),\nIF(C131=$C$7,_xlfn.XLOOKUP(V_GTel!C131&V_GTel!D131&V_GTel!E131,Daten!$B$159:$B$274&Daten!$A$159:$A$274&Daten!$D$159:$D$274,Daten!$K$159:$K$274)*I131*_xlfn.XLOOKUP(G131,Daten!$M$157:$O$157,_xlfn.XLOOKUP(V_GTel!C131&V_GTel!D131&V_GTel!E131,Daten!$B$159:$B$274&Daten!$A$159:$A$274&Daten!$D$159:$D$274,Daten!$M$159:$O$274))*_xlfn.XLOOKUP(F131,Daten!$V$157:$Y$157,_xlfn.XLOOKUP(V_GTel!C131&V_GTel!D131&V_GTel!E131,Daten!$B$159:$B$274&Daten!$A$159:$A$274&Daten!$D$159:$D$274,Daten!$V$159:$Y$274)),\nIF(C131=$C$8,_xlfn.XLOOKUP(V_GTel!C131&V_GTel!D131&V_GTel!E131,Daten!$B$159:$B$274&Daten!$A$159:$A$274&Daten!$D$159:$D$274,Daten!$K$159:$K$274)*I131*_xlfn.XLOOKUP(G131,Daten!$M$157:$O$157,_xlfn.XLOOKUP(V_GTel!C131&V_GTel!D131&V_GTel!E131,Daten!$B$159:$B$274&Daten!$A$159:$A$274&Daten!$D$159:$D$274,Daten!$M$159:$O$274))*_xlfn.XLOOKUP(H131,Daten!$Q$157:$T$157,_xlfn.XLOOKUP(V_GTel!C131&V_GTel!D131&V_GTel!E131,Daten!$B$159:$B$274&Daten!$A$159:$A$274&Daten!$D$159:$D$274,Daten!$Q$159:$T$274)),\nIF(C131=$C$9,J131*K131*L131,\n\"\")))),0)","v":""},{"$f":"IFERROR(\nIF(C131=$C$6,TRANSPOSE(_xlfn._xlws.FILTER(Daten!$C$159:$C$274,(Daten!$A$159:$A$274=V_GTel!D131)*(Daten!$B$159:$B$274=V_GTel!C131))),\nIF(C131=$C$7,TRANSPOSE(_xlfn._xlws.FILTER(Daten!$D$159:$D$274,(Daten!$A$159:$A$274=V_GTel!D131)*(Daten!$B$159:$B$274=V_GTel!C131))),\nIF(C131=$C$8,TRANSPOSE(_xlfn._xlws.FILTER(Daten!$D$159:$D$274,(Daten!$A$159:$A$274=V_GTel!D131)*(Daten!$B$159:$B$274=V_GTel!C131))),\"\"))),\"\")","v":""}]
[{"$nulls":14},{"$f":"IFERROR(IF(C132=$C$6,_xlfn.XLOOKUP(V_GTel!F132,Daten!$F$157:$I$157,_xlfn.XLOOKUP(V_GTel!C132&V_GTel!D132&V_GTel!E132,Daten!$B$159:$B$274&Daten!$A$159:$A$274&Daten!$C$159:$C$274,Daten!$F$159:$I$274)),\nIF(C132=$C$7,_xlfn.XLOOKUP(V_GTel!C132&V_GTel!D132&V_GTel!E132,Daten!$B$159:$B$274&Daten!$A$159:$A$274&Daten!$D$159:$D$274,Daten!$K$159:$K$274)*I132*_xlfn.XLOOKUP(G132,Daten!$M$157:$O$157,_xlfn.XLOOKUP(V_GTel!C132&V_GTel!D132&V_GTel!E132,Daten!$B$159:$B$274&Daten!$A$159:$A$274&Daten!$D$159:$D$274,Daten!$M$159:$O$274))*_xlfn.XLOOKUP(F132,Daten!$V$157:$Y$157,_xlfn.XLOOKUP(V_GTel!C132&V_GTel!D132&V_GTel!E132,Daten!$B$159:$B$274&Daten!$A$159:$A$274&Daten!$D$159:$D$274,Daten!$V$159:$Y$274)),\nIF(C132=$C$8,_xlfn.XLOOKUP(V_GTel!C132&V_GTel!D132&V_GTel!E132,Daten!$B$159:$B$274&Daten!$A$159:$A$274&Daten!$D$159:$D$274,Daten!$K$159:$K$274)*I132*_xlfn.XLOOKUP(G132,Daten!$M$157:$O$157,_xlfn.XLOOKUP(V_GTel!C132&V_GTel!D132&V_GTel!E132,Daten!$B$159:$B$274&Daten!$A$159:$A$274&Daten!$D$159:$D$274,Daten!$M$159:$O$274))*_xlfn.XLOOKUP(H132,Daten!$Q$157:$T$157,_xlfn.XLOOKUP(V_GTel!C132&V_GTel!D132&V_GTel!E132,Daten!$B$159:$B$274&Daten!$A$159:$A$274&Daten!$D$159:$D$274,Daten!$Q$159:$T$274)),\nIF(C132=$C$9,J132*K132*L132,\n\"\")))),0)","v":""},{"$f":"IFERROR(\nIF(C132=$C$6,TRANSPOSE(_xlfn._xlws.FILTER(Daten!$C$159:$C$274,(Daten!$A$159:$A$274=V_GTel!D132)*(Daten!$B$159:$B$274=V_GTel!C132))),\nIF(C132=$C$7,TRANSPOSE(_xlfn._xlws.FILTER(Daten!$D$159:$D$274,(Daten!$A$159:$A$274=V_GTel!D132)*(Daten!$B$159:$B$274=V_GTel!C132))),\nIF(C132=$C$8,TRANSPOSE(_xlfn._xlws.FILTER(Daten!$D$159:$D$274,(Daten!$A$159:$A$274=V_GTel!D132)*(Daten!$B$159:$B$274=V_GTel!C132))),\"\"))),\"\")","v":""}]
[{"$nulls":14},{"$f":"IFERROR(IF(C133=$C$6,_xlfn.XLOOKUP(V_GTel!F133,Daten!$F$157:$I$157,_xlfn.XLOOKUP(V_GTel!C133&V_GTel!D133&V_GTel!E133,Daten!$B$159:$B$274&Daten!$A$159:$A$274&Daten!$C$159:$C$274,Daten!$F$159:$I$274)),\nIF(C133=$C$7,_xlfn.XLOOKUP(V_GTel!C133&V_GTel!D133&V_GTel!E133,Daten!$B$159:$B$274&Daten!$A$159:$A$274&Daten!$D$159:$D$274,Daten!$K$159:$K$274)*I133*_xlfn.XLOOKUP(G133,Daten!$M$157:$O$157,_xlfn.XLOOKUP(V_GTel!C133&V_GTel!D133&V_GTel!E133,Daten!$B$159:$B$274&Daten!$A$159:$A$274&Daten!$D$159:$D$274,Daten!$M$159:$O$274))*_xlfn.XLOOKUP(F133,Daten!$V$157:$Y$157,_xlfn.XLOOKUP(V_GTel!C133&V_GTel!D133&V_GTel!E133,Daten!$B$159:$B$274&Daten!$A$159:$A$274&Daten!$D$159:$D$274,Daten!$V$159:$Y$274)),\nIF(C133=$C$8,_xlfn.XLOOKUP(V_GTel!C133&V_GTel!D133&V_GTel!E133,Daten!$B$159:$B$274&Daten!$A$159:$A$274&Daten!$D$159:$D$274,Daten!$K$159:$K$274)*I133*_xlfn.XLOOKUP(G133,Daten!$M$157:$O$157,_xlfn.XLOOKUP(V_GTel!C133&V_GTel!D133&V_GTel!E133,Daten!$B$159:$B$274&Daten!$A$159:$A$274&Daten!$D$159:$D$274,Daten!$M$159:$O$274))*_xlfn.XLOOKUP(H133,Daten!$Q$157:$T$157,_xlfn.XLOOKUP(V_GTel!C133&V_GTel!D133&V_GTel!E133,Daten!$B$159:$B$274&Daten!$A$159:$A$274&Daten!$D$159:$D$274,Daten!$Q$159:$T$274)),\nIF(C133=$C$9,J133*K133*L133,\n\"\")))),0)","v":""},{"$f":"IFERROR(\nIF(C133=$C$6,TRANSPOSE(_xlfn._xlws.FILTER(Daten!$C$159:$C$274,(Daten!$A$159:$A$274=V_GTel!D133)*(Daten!$B$159:$B$274=V_GTel!C133))),\nIF(C133=$C$7,TRANSPOSE(_xlfn._xlws.FILTER(Daten!$D$159:$D$274,(Daten!$A$159:$A$274=V_GTel!D133)*(Daten!$B$159:$B$274=V_GTel!C133))),\nIF(C133=$C$8,TRANSPOSE(_xlfn._xlws.FILTER(Daten!$D$159:$D$274,(Daten!$A$159:$A$274=V_GTel!D133)*(Daten!$B$159:$B$274=V_GTel!C133))),\"\"))),\"\")","v":""}]
[{"$nulls":14},{"$f":"IFERROR(IF(C134=$C$6,_xlfn.XLOOKUP(V_GTel!F134,Daten!$F$157:$I$157,_xlfn.XLOOKUP(V_GTel!C134&V_GTel!D134&V_GTel!E134,Daten!$B$159:$B$274&Daten!$A$159:$A$274&Daten!$C$159:$C$274,Daten!$F$159:$I$274)),\nIF(C134=$C$7,_xlfn.XLOOKUP(V_GTel!C134&V_GTel!D134&V_GTel!E134,Daten!$B$159:$B$274&Daten!$A$159:$A$274&Daten!$D$159:$D$274,Daten!$K$159:$K$274)*I134*_xlfn.XLOOKUP(G134,Daten!$M$157:$O$157,_xlfn.XLOOKUP(V_GTel!C134&V_GTel!D134&V_GTel!E134,Daten!$B$159:$B$274&Daten!$A$159:$A$274&Daten!$D$159:$D$274,Daten!$M$159:$O$274))*_xlfn.XLOOKUP(F134,Daten!$V$157:$Y$157,_xlfn.XLOOKUP(V_GTel!C134&V_GTel!D134&V_GTel!E134,Daten!$B$159:$B$274&Daten!$A$159:$A$274&Daten!$D$159:$D$274,Daten!$V$159:$Y$274)),\nIF(C134=$C$8,_xlfn.XLOOKUP(V_GTel!C134&V_GTel!D134&V_GTel!E134,Daten!$B$159:$B$274&Daten!$A$159:$A$274&Daten!$D$159:$D$274,Daten!$K$159:$K$274)*I134*_xlfn.XLOOKUP(G134,Daten!$M$157:$O$157,_xlfn.XLOOKUP(V_GTel!C134&V_GTel!D134&V_GTel!E134,Daten!$B$159:$B$274&Daten!$A$159:$A$274&Daten!$D$159:$D$274,Daten!$M$159:$O$274))*_xlfn.XLOOKUP(H134,Daten!$Q$157:$T$157,_xlfn.XLOOKUP(V_GTel!C134&V_GTel!D134&V_GTel!E134,Daten!$B$159:$B$274&Daten!$A$159:$A$274&Daten!$D$159:$D$274,Daten!$Q$159:$T$274)),\nIF(C134=$C$9,J134*K134*L134,\n\"\")))),0)","v":""},{"$f":"IFERROR(\nIF(C134=$C$6,TRANSPOSE(_xlfn._xlws.FILTER(Daten!$C$159:$C$274,(Daten!$A$159:$A$274=V_GTel!D134)*(Daten!$B$159:$B$274=V_GTel!C134))),\nIF(C134=$C$7,TRANSPOSE(_xlfn._xlws.FILTER(Daten!$D$159:$D$274,(Daten!$A$159:$A$274=V_GTel!D134)*(Daten!$B$159:$B$274=V_GTel!C134))),\nIF(C134=$C$8,TRANSPOSE(_xlfn._xlws.FILTER(Daten!$D$159:$D$274,(Daten!$A$159:$A$274=V_GTel!D134)*(Daten!$B$159:$B$274=V_GTel!C134))),\"\"))),\"\")","v":""}]
[{"$nulls":14},{"$f":"IFERROR(IF(C135=$C$6,_xlfn.XLOOKUP(V_GTel!F135,Daten!$F$157:$I$157,_xlfn.XLOOKUP(V_GTel!C135&V_GTel!D135&V_GTel!E135,Daten!$B$159:$B$274&Daten!$A$159:$A$274&Daten!$C$159:$C$274,Daten!$F$159:$I$274)),\nIF(C135=$C$7,_xlfn.XLOOKUP(V_GTel!C135&V_GTel!D135&V_GTel!E135,Daten!$B$159:$B$274&Daten!$A$159:$A$274&Daten!$D$159:$D$274,Daten!$K$159:$K$274)*I135*_xlfn.XLOOKUP(G135,Daten!$M$157:$O$157,_xlfn.XLOOKUP(V_GTel!C135&V_GTel!D135&V_GTel!E135,Daten!$B$159:$B$274&Daten!$A$159:$A$274&Daten!$D$159:$D$274,Daten!$M$159:$O$274))*_xlfn.XLOOKUP(F135,Daten!$V$157:$Y$157,_xlfn.XLOOKUP(V_GTel!C135&V_GTel!D135&V_GTel!E135,Daten!$B$159:$B$274&Daten!$A$159:$A$274&Daten!$D$159:$D$274,Daten!$V$159:$Y$274)),\nIF(C135=$C$8,_xlfn.XLOOKUP(V_GTel!C135&V_GTel!D135&V_GTel!E135,Daten!$B$159:$B$274&Daten!$A$159:$A$274&Daten!$D$159:$D$274,Daten!$K$159:$K$274)*I135*_xlfn.XLOOKUP(G135,Daten!$M$157:$O$157,_xlfn.XLOOKUP(V_GTel!C135&V_GTel!D135&V_GTel!E135,Daten!$B$159:$B$274&Daten!$A$159:$A$274&Daten!$D$159:$D$274,Daten!$M$159:$O$274))*_xlfn.XLOOKUP(H135,Daten!$Q$157:$T$157,_xlfn.XLOOKUP(V_GTel!C135&V_GTel!D135&V_GTel!E135,Daten!$B$159:$B$274&Daten!$A$159:$A$274&Daten!$D$159:$D$274,Daten!$Q$159:$T$274)),\nIF(C135=$C$9,J135*K135*L135,\n\"\")))),0)","v":""},{"$f":"IFERROR(\nIF(C135=$C$6,TRANSPOSE(_xlfn._xlws.FILTER(Daten!$C$159:$C$274,(Daten!$A$159:$A$274=V_GTel!D135)*(Daten!$B$159:$B$274=V_GTel!C135))),\nIF(C135=$C$7,TRANSPOSE(_xlfn._xlws.FILTER(Daten!$D$159:$D$274,(Daten!$A$159:$A$274=V_GTel!D135)*(Daten!$B$159:$B$274=V_GTel!C135))),\nIF(C135=$C$8,TRANSPOSE(_xlfn._xlws.FILTER(Daten!$D$159:$D$274,(Daten!$A$159:$A$274=V_GTel!D135)*(Daten!$B$159:$B$274=V_GTel!C135))),\"\"))),\"\")","v":""}]
[{"$nulls":14},{"$f":"IFERROR(IF(C136=$C$6,_xlfn.XLOOKUP(V_GTel!F136,Daten!$F$157:$I$157,_xlfn.XLOOKUP(V_GTel!C136&V_GTel!D136&V_GTel!E136,Daten!$B$159:$B$274&Daten!$A$159:$A$274&Daten!$C$159:$C$274,Daten!$F$159:$I$274)),\nIF(C136=$C$7,_xlfn.XLOOKUP(V_GTel!C136&V_GTel!D136&V_GTel!E136,Daten!$B$159:$B$274&Daten!$A$159:$A$274&Daten!$D$159:$D$274,Daten!$K$159:$K$274)*I136*_xlfn.XLOOKUP(G136,Daten!$M$157:$O$157,_xlfn.XLOOKUP(V_GTel!C136&V_GTel!D136&V_GTel!E136,Daten!$B$159:$B$274&Daten!$A$159:$A$274&Daten!$D$159:$D$274,Daten!$M$159:$O$274))*_xlfn.XLOOKUP(F136,Daten!$V$157:$Y$157,_xlfn.XLOOKUP(V_GTel!C136&V_GTel!D136&V_GTel!E136,Daten!$B$159:$B$274&Daten!$A$159:$A$274&Daten!$D$159:$D$274,Daten!$V$159:$Y$274)),\nIF(C136=$C$8,_xlfn.XLOOKUP(V_GTel!C136&V_GTel!D136&V_GTel!E136,Daten!$B$159:$B$274&Daten!$A$159:$A$274&Daten!$D$159:$D$274,Daten!$K$159:$K$274)*I136*_xlfn.XLOOKUP(G136,Daten!$M$157:$O$157,_xlfn.XLOOKUP(V_GTel!C136&V_GTel!D136&V_GTel!E136,Daten!$B$159:$B$274&Daten!$A$159:$A$274&Daten!$D$159:$D$274,Daten!$M$159:$O$274))*_xlfn.XLOOKUP(H136,Daten!$Q$157:$T$157,_xlfn.XLOOKUP(V_GTel!C136&V_GTel!D136&V_GTel!E136,Daten!$B$159:$B$274&Daten!$A$159:$A$274&Daten!$D$159:$D$274,Daten!$Q$159:$T$274)),\nIF(C136=$C$9,J136*K136*L136,\n\"\")))),0)","v":""},{"$f":"IFERROR(\nIF(C136=$C$6,TRANSPOSE(_xlfn._xlws.FILTER(Daten!$C$159:$C$274,(Daten!$A$159:$A$274=V_GTel!D136)*(Daten!$B$159:$B$274=V_GTel!C136))),\nIF(C136=$C$7,TRANSPOSE(_xlfn._xlws.FILTER(Daten!$D$159:$D$274,(Daten!$A$159:$A$274=V_GTel!D136)*(Daten!$B$159:$B$274=V_GTel!C136))),\nIF(C136=$C$8,TRANSPOSE(_xlfn._xlws.FILTER(Daten!$D$159:$D$274,(Daten!$A$159:$A$274=V_GTel!D136)*(Daten!$B$159:$B$274=V_GTel!C136))),\"\"))),\"\")","v":""}]
[{"$nulls":14},{"$f":"IFERROR(IF(C137=$C$6,_xlfn.XLOOKUP(V_GTel!F137,Daten!$F$157:$I$157,_xlfn.XLOOKUP(V_GTel!C137&V_GTel!D137&V_GTel!E137,Daten!$B$159:$B$274&Daten!$A$159:$A$274&Daten!$C$159:$C$274,Daten!$F$159:$I$274)),\nIF(C137=$C$7,_xlfn.XLOOKUP(V_GTel!C137&V_GTel!D137&V_GTel!E137,Daten!$B$159:$B$274&Daten!$A$159:$A$274&Daten!$D$159:$D$274,Daten!$K$159:$K$274)*I137*_xlfn.XLOOKUP(G137,Daten!$M$157:$O$157,_xlfn.XLOOKUP(V_GTel!C137&V_GTel!D137&V_GTel!E137,Daten!$B$159:$B$274&Daten!$A$159:$A$274&Daten!$D$159:$D$274,Daten!$M$159:$O$274))*_xlfn.XLOOKUP(F137,Daten!$V$157:$Y$157,_xlfn.XLOOKUP(V_GTel!C137&V_GTel!D137&V_GTel!E137,Daten!$B$159:$B$274&Daten!$A$159:$A$274&Daten!$D$159:$D$274,Daten!$V$159:$Y$274)),\nIF(C137=$C$8,_xlfn.XLOOKUP(V_GTel!C137&V_GTel!D137&V_GTel!E137,Daten!$B$159:$B$274&Daten!$A$159:$A$274&Daten!$D$159:$D$274,Daten!$K$159:$K$274)*I137*_xlfn.XLOOKUP(G137,Daten!$M$157:$O$157,_xlfn.XLOOKUP(V_GTel!C137&V_GTel!D137&V_GTel!E137,Daten!$B$159:$B$274&Daten!$A$159:$A$274&Daten!$D$159:$D$274,Daten!$M$159:$O$274))*_xlfn.XLOOKUP(H137,Daten!$Q$157:$T$157,_xlfn.XLOOKUP(V_GTel!C137&V_GTel!D137&V_GTel!E137,Daten!$B$159:$B$274&Daten!$A$159:$A$274&Daten!$D$159:$D$274,Daten!$Q$159:$T$274)),\nIF(C137=$C$9,J137*K137*L137,\n\"\")))),0)","v":""},{"$f":"IFERROR(\nIF(C137=$C$6,TRANSPOSE(_xlfn._xlws.FILTER(Daten!$C$159:$C$274,(Daten!$A$159:$A$274=V_GTel!D137)*(Daten!$B$159:$B$274=V_GTel!C137))),\nIF(C137=$C$7,TRANSPOSE(_xlfn._xlws.FILTER(Daten!$D$159:$D$274,(Daten!$A$159:$A$274=V_GTel!D137)*(Daten!$B$159:$B$274=V_GTel!C137))),\nIF(C137=$C$8,TRANSPOSE(_xlfn._xlws.FILTER(Daten!$D$159:$D$274,(Daten!$A$159:$A$274=V_GTel!D137)*(Daten!$B$159:$B$274=V_GTel!C137))),\"\"))),\"\")","v":""}]
[{"$nulls":14},{"$f":"IFERROR(IF(C138=$C$6,_xlfn.XLOOKUP(V_GTel!F138,Daten!$F$157:$I$157,_xlfn.XLOOKUP(V_GTel!C138&V_GTel!D138&V_GTel!E138,Daten!$B$159:$B$274&Daten!$A$159:$A$274&Daten!$C$159:$C$274,Daten!$F$159:$I$274)),\nIF(C138=$C$7,_xlfn.XLOOKUP(V_GTel!C138&V_GTel!D138&V_GTel!E138,Daten!$B$159:$B$274&Daten!$A$159:$A$274&Daten!$D$159:$D$274,Daten!$K$159:$K$274)*I138*_xlfn.XLOOKUP(G138,Daten!$M$157:$O$157,_xlfn.XLOOKUP(V_GTel!C138&V_GTel!D138&V_GTel!E138,Daten!$B$159:$B$274&Daten!$A$159:$A$274&Daten!$D$159:$D$274,Daten!$M$159:$O$274))*_xlfn.XLOOKUP(F138,Daten!$V$157:$Y$157,_xlfn.XLOOKUP(V_GTel!C138&V_GTel!D138&V_GTel!E138,Daten!$B$159:$B$274&Daten!$A$159:$A$274&Daten!$D$159:$D$274,Daten!$V$159:$Y$274)),\nIF(C138=$C$8,_xlfn.XLOOKUP(V_GTel!C138&V_GTel!D138&V_GTel!E138,Daten!$B$159:$B$274&Daten!$A$159:$A$274&Daten!$D$159:$D$274,Daten!$K$159:$K$274)*I138*_xlfn.XLOOKUP(G138,Daten!$M$157:$O$157,_xlfn.XLOOKUP(V_GTel!C138&V_GTel!D138&V_GTel!E138,Daten!$B$159:$B$274&Daten!$A$159:$A$274&Daten!$D$159:$D$274,Daten!$M$159:$O$274))*_xlfn.XLOOKUP(H138,Daten!$Q$157:$T$157,_xlfn.XLOOKUP(V_GTel!C138&V_GTel!D138&V_GTel!E138,Daten!$B$159:$B$274&Daten!$A$159:$A$274&Daten!$D$159:$D$274,Daten!$Q$159:$T$274)),\nIF(C138=$C$9,J138*K138*L138,\n\"\")))),0)","v":""},{"$f":"IFERROR(\nIF(C138=$C$6,TRANSPOSE(_xlfn._xlws.FILTER(Daten!$C$159:$C$274,(Daten!$A$159:$A$274=V_GTel!D138)*(Daten!$B$159:$B$274=V_GTel!C138))),\nIF(C138=$C$7,TRANSPOSE(_xlfn._xlws.FILTER(Daten!$D$159:$D$274,(Daten!$A$159:$A$274=V_GTel!D138)*(Daten!$B$159:$B$274=V_GTel!C138))),\nIF(C138=$C$8,TRANSPOSE(_xlfn._xlws.FILTER(Daten!$D$159:$D$274,(Daten!$A$159:$A$274=V_GTel!D138)*(Daten!$B$159:$B$274=V_GTel!C138))),\"\"))),\"\")","v":""}]
[{"$nulls":14},{"$f":"IFERROR(IF(C139=$C$6,_xlfn.XLOOKUP(V_GTel!F139,Daten!$F$157:$I$157,_xlfn.XLOOKUP(V_GTel!C139&V_GTel!D139&V_GTel!E139,Daten!$B$159:$B$274&Daten!$A$159:$A$274&Daten!$C$159:$C$274,Daten!$F$159:$I$274)),\nIF(C139=$C$7,_xlfn.XLOOKUP(V_GTel!C139&V_GTel!D139&V_GTel!E139,Daten!$B$159:$B$274&Daten!$A$159:$A$274&Daten!$D$159:$D$274,Daten!$K$159:$K$274)*I139*_xlfn.XLOOKUP(G139,Daten!$M$157:$O$157,_xlfn.XLOOKUP(V_GTel!C139&V_GTel!D139&V_GTel!E139,Daten!$B$159:$B$274&Daten!$A$159:$A$274&Daten!$D$159:$D$274,Daten!$M$159:$O$274))*_xlfn.XLOOKUP(F139,Daten!$V$157:$Y$157,_xlfn.XLOOKUP(V_GTel!C139&V_GTel!D139&V_GTel!E139,Daten!$B$159:$B$274&Daten!$A$159:$A$274&Daten!$D$159:$D$274,Daten!$V$159:$Y$274)),\nIF(C139=$C$8,_xlfn.XLOOKUP(V_GTel!C139&V_GTel!D139&V_GTel!E139,Daten!$B$159:$B$274&Daten!$A$159:$A$274&Daten!$D$159:$D$274,Daten!$K$159:$K$274)*I139*_xlfn.XLOOKUP(G139,Daten!$M$157:$O$157,_xlfn.XLOOKUP(V_GTel!C139&V_GTel!D139&V_GTel!E139,Daten!$B$159:$B$274&Daten!$A$159:$A$274&Daten!$D$159:$D$274,Daten!$M$159:$O$274))*_xlfn.XLOOKUP(H139,Daten!$Q$157:$T$157,_xlfn.XLOOKUP(V_GTel!C139&V_GTel!D139&V_GTel!E139,Daten!$B$159:$B$274&Daten!$A$159:$A$274&Daten!$D$159:$D$274,Daten!$Q$159:$T$274)),\nIF(C139=$C$9,J139*K139*L139,\n\"\")))),0)","v":""},{"$f":"IFERROR(\nIF(C139=$C$6,TRANSPOSE(_xlfn._xlws.FILTER(Daten!$C$159:$C$274,(Daten!$A$159:$A$274=V_GTel!D139)*(Daten!$B$159:$B$274=V_GTel!C139))),\nIF(C139=$C$7,TRANSPOSE(_xlfn._xlws.FILTER(Daten!$D$159:$D$274,(Daten!$A$159:$A$274=V_GTel!D139)*(Daten!$B$159:$B$274=V_GTel!C139))),\nIF(C139=$C$8,TRANSPOSE(_xlfn._xlws.FILTER(Daten!$D$159:$D$274,(Daten!$A$159:$A$274=V_GTel!D139)*(Daten!$B$159:$B$274=V_GTel!C139))),\"\"))),\"\")","v":""}]
[{"$nulls":14},{"$f":"IFERROR(IF(C140=$C$6,_xlfn.XLOOKUP(V_GTel!F140,Daten!$F$157:$I$157,_xlfn.XLOOKUP(V_GTel!C140&V_GTel!D140&V_GTel!E140,Daten!$B$159:$B$274&Daten!$A$159:$A$274&Daten!$C$159:$C$274,Daten!$F$159:$I$274)),\nIF(C140=$C$7,_xlfn.XLOOKUP(V_GTel!C140&V_GTel!D140&V_GTel!E140,Daten!$B$159:$B$274&Daten!$A$159:$A$274&Daten!$D$159:$D$274,Daten!$K$159:$K$274)*I140*_xlfn.XLOOKUP(G140,Daten!$M$157:$O$157,_xlfn.XLOOKUP(V_GTel!C140&V_GTel!D140&V_GTel!E140,Daten!$B$159:$B$274&Daten!$A$159:$A$274&Daten!$D$159:$D$274,Daten!$M$159:$O$274))*_xlfn.XLOOKUP(F140,Daten!$V$157:$Y$157,_xlfn.XLOOKUP(V_GTel!C140&V_GTel!D140&V_GTel!E140,Daten!$B$159:$B$274&Daten!$A$159:$A$274&Daten!$D$159:$D$274,Daten!$V$159:$Y$274)),\nIF(C140=$C$8,_xlfn.XLOOKUP(V_GTel!C140&V_GTel!D140&V_GTel!E140,Daten!$B$159:$B$274&Daten!$A$159:$A$274&Daten!$D$159:$D$274,Daten!$K$159:$K$274)*I140*_xlfn.XLOOKUP(G140,Daten!$M$157:$O$157,_xlfn.XLOOKUP(V_GTel!C140&V_GTel!D140&V_GTel!E140,Daten!$B$159:$B$274&Daten!$A$159:$A$274&Daten!$D$159:$D$274,Daten!$M$159:$O$274))*_xlfn.XLOOKUP(H140,Daten!$Q$157:$T$157,_xlfn.XLOOKUP(V_GTel!C140&V_GTel!D140&V_GTel!E140,Daten!$B$159:$B$274&Daten!$A$159:$A$274&Daten!$D$159:$D$274,Daten!$Q$159:$T$274)),\nIF(C140=$C$9,J140*K140*L140,\n\"\")))),0)","v":""},{"$f":"IFERROR(\nIF(C140=$C$6,TRANSPOSE(_xlfn._xlws.FILTER(Daten!$C$159:$C$274,(Daten!$A$159:$A$274=V_GTel!D140)*(Daten!$B$159:$B$274=V_GTel!C140))),\nIF(C140=$C$7,TRANSPOSE(_xlfn._xlws.FILTER(Daten!$D$159:$D$274,(Daten!$A$159:$A$274=V_GTel!D140)*(Daten!$B$159:$B$274=V_GTel!C140))),\nIF(C140=$C$8,TRANSPOSE(_xlfn._xlws.FILTER(Daten!$D$159:$D$274,(Daten!$A$159:$A$274=V_GTel!D140)*(Daten!$B$159:$B$274=V_GTel!C140))),\"\"))),\"\")","v":""}]
[{"$nulls":14},{"$f":"IFERROR(IF(C141=$C$6,_xlfn.XLOOKUP(V_GTel!F141,Daten!$F$157:$I$157,_xlfn.XLOOKUP(V_GTel!C141&V_GTel!D141&V_GTel!E141,Daten!$B$159:$B$274&Daten!$A$159:$A$274&Daten!$C$159:$C$274,Daten!$F$159:$I$274)),\nIF(C141=$C$7,_xlfn.XLOOKUP(V_GTel!C141&V_GTel!D141&V_GTel!E141,Daten!$B$159:$B$274&Daten!$A$159:$A$274&Daten!$D$159:$D$274,Daten!$K$159:$K$274)*I141*_xlfn.XLOOKUP(G141,Daten!$M$157:$O$157,_xlfn.XLOOKUP(V_GTel!C141&V_GTel!D141&V_GTel!E141,Daten!$B$159:$B$274&Daten!$A$159:$A$274&Daten!$D$159:$D$274,Daten!$M$159:$O$274))*_xlfn.XLOOKUP(F141,Daten!$V$157:$Y$157,_xlfn.XLOOKUP(V_GTel!C141&V_GTel!D141&V_GTel!E141,Daten!$B$159:$B$274&Daten!$A$159:$A$274&Daten!$D$159:$D$274,Daten!$V$159:$Y$274)),\nIF(C141=$C$8,_xlfn.XLOOKUP(V_GTel!C141&V_GTel!D141&V_GTel!E141,Daten!$B$159:$B$274&Daten!$A$159:$A$274&Daten!$D$159:$D$274,Daten!$K$159:$K$274)*I141*_xlfn.XLOOKUP(G141,Daten!$M$157:$O$157,_xlfn.XLOOKUP(V_GTel!C141&V_GTel!D141&V_GTel!E141,Daten!$B$159:$B$274&Daten!$A$159:$A$274&Daten!$D$159:$D$274,Daten!$M$159:$O$274))*_xlfn.XLOOKUP(H141,Daten!$Q$157:$T$157,_xlfn.XLOOKUP(V_GTel!C141&V_GTel!D141&V_GTel!E141,Daten!$B$159:$B$274&Daten!$A$159:$A$274&Daten!$D$159:$D$274,Daten!$Q$159:$T$274)),\nIF(C141=$C$9,J141*K141*L141,\n\"\")))),0)","v":""},{"$f":"IFERROR(\nIF(C141=$C$6,TRANSPOSE(_xlfn._xlws.FILTER(Daten!$C$159:$C$274,(Daten!$A$159:$A$274=V_GTel!D141)*(Daten!$B$159:$B$274=V_GTel!C141))),\nIF(C141=$C$7,TRANSPOSE(_xlfn._xlws.FILTER(Daten!$D$159:$D$274,(Daten!$A$159:$A$274=V_GTel!D141)*(Daten!$B$159:$B$274=V_GTel!C141))),\nIF(C141=$C$8,TRANSPOSE(_xlfn._xlws.FILTER(Daten!$D$159:$D$274,(Daten!$A$159:$A$274=V_GTel!D141)*(Daten!$B$159:$B$274=V_GTel!C141))),\"\"))),\"\")","v":""}]
[{"$nulls":14},{"$f":"IFERROR(IF(C142=$C$6,_xlfn.XLOOKUP(V_GTel!F142,Daten!$F$157:$I$157,_xlfn.XLOOKUP(V_GTel!C142&V_GTel!D142&V_GTel!E142,Daten!$B$159:$B$274&Daten!$A$159:$A$274&Daten!$C$159:$C$274,Daten!$F$159:$I$274)),\nIF(C142=$C$7,_xlfn.XLOOKUP(V_GTel!C142&V_GTel!D142&V_GTel!E142,Daten!$B$159:$B$274&Daten!$A$159:$A$274&Daten!$D$159:$D$274,Daten!$K$159:$K$274)*I142*_xlfn.XLOOKUP(G142,Daten!$M$157:$O$157,_xlfn.XLOOKUP(V_GTel!C142&V_GTel!D142&V_GTel!E142,Daten!$B$159:$B$274&Daten!$A$159:$A$274&Daten!$D$159:$D$274,Daten!$M$159:$O$274))*_xlfn.XLOOKUP(F142,Daten!$V$157:$Y$157,_xlfn.XLOOKUP(V_GTel!C142&V_GTel!D142&V_GTel!E142,Daten!$B$159:$B$274&Daten!$A$159:$A$274&Daten!$D$159:$D$274,Daten!$V$159:$Y$274)),\nIF(C142=$C$8,_xlfn.XLOOKUP(V_GTel!C142&V_GTel!D142&V_GTel!E142,Daten!$B$159:$B$274&Daten!$A$159:$A$274&Daten!$D$159:$D$274,Daten!$K$159:$K$274)*I142*_xlfn.XLOOKUP(G142,Daten!$M$157:$O$157,_xlfn.XLOOKUP(V_GTel!C142&V_GTel!D142&V_GTel!E142,Daten!$B$159:$B$274&Daten!$A$159:$A$274&Daten!$D$159:$D$274,Daten!$M$159:$O$274))*_xlfn.XLOOKUP(H142,Daten!$Q$157:$T$157,_xlfn.XLOOKUP(V_GTel!C142&V_GTel!D142&V_GTel!E142,Daten!$B$159:$B$274&Daten!$A$159:$A$274&Daten!$D$159:$D$274,Daten!$Q$159:$T$274)),\nIF(C142=$C$9,J142*K142*L142,\n\"\")))),0)","v":""},{"$f":"IFERROR(\nIF(C142=$C$6,TRANSPOSE(_xlfn._xlws.FILTER(Daten!$C$159:$C$274,(Daten!$A$159:$A$274=V_GTel!D142)*(Daten!$B$159:$B$274=V_GTel!C142))),\nIF(C142=$C$7,TRANSPOSE(_xlfn._xlws.FILTER(Daten!$D$159:$D$274,(Daten!$A$159:$A$274=V_GTel!D142)*(Daten!$B$159:$B$274=V_GTel!C142))),\nIF(C142=$C$8,TRANSPOSE(_xlfn._xlws.FILTER(Daten!$D$159:$D$274,(Daten!$A$159:$A$274=V_GTel!D142)*(Daten!$B$159:$B$274=V_GTel!C142))),\"\"))),\"\")","v":""}]
[{"$nulls":14},{"$f":"IFERROR(IF(C143=$C$6,_xlfn.XLOOKUP(V_GTel!F143,Daten!$F$157:$I$157,_xlfn.XLOOKUP(V_GTel!C143&V_GTel!D143&V_GTel!E143,Daten!$B$159:$B$274&Daten!$A$159:$A$274&Daten!$C$159:$C$274,Daten!$F$159:$I$274)),\nIF(C143=$C$7,_xlfn.XLOOKUP(V_GTel!C143&V_GTel!D143&V_GTel!E143,Daten!$B$159:$B$274&Daten!$A$159:$A$274&Daten!$D$159:$D$274,Daten!$K$159:$K$274)*I143*_xlfn.XLOOKUP(G143,Daten!$M$157:$O$157,_xlfn.XLOOKUP(V_GTel!C143&V_GTel!D143&V_GTel!E143,Daten!$B$159:$B$274&Daten!$A$159:$A$274&Daten!$D$159:$D$274,Daten!$M$159:$O$274))*_xlfn.XLOOKUP(F143,Daten!$V$157:$Y$157,_xlfn.XLOOKUP(V_GTel!C143&V_GTel!D143&V_GTel!E143,Daten!$B$159:$B$274&Daten!$A$159:$A$274&Daten!$D$159:$D$274,Daten!$V$159:$Y$274)),\nIF(C143=$C$8,_xlfn.XLOOKUP(V_GTel!C143&V_GTel!D143&V_GTel!E143,Daten!$B$159:$B$274&Daten!$A$159:$A$274&Daten!$D$159:$D$274,Daten!$K$159:$K$274)*I143*_xlfn.XLOOKUP(G143,Daten!$M$157:$O$157,_xlfn.XLOOKUP(V_GTel!C143&V_GTel!D143&V_GTel!E143,Daten!$B$159:$B$274&Daten!$A$159:$A$274&Daten!$D$159:$D$274,Daten!$M$159:$O$274))*_xlfn.XLOOKUP(H143,Daten!$Q$157:$T$157,_xlfn.XLOOKUP(V_GTel!C143&V_GTel!D143&V_GTel!E143,Daten!$B$159:$B$274&Daten!$A$159:$A$274&Daten!$D$159:$D$274,Daten!$Q$159:$T$274)),\nIF(C143=$C$9,J143*K143*L143,\n\"\")))),0)","v":""},{"$f":"IFERROR(\nIF(C143=$C$6,TRANSPOSE(_xlfn._xlws.FILTER(Daten!$C$159:$C$274,(Daten!$A$159:$A$274=V_GTel!D143)*(Daten!$B$159:$B$274=V_GTel!C143))),\nIF(C143=$C$7,TRANSPOSE(_xlfn._xlws.FILTER(Daten!$D$159:$D$274,(Daten!$A$159:$A$274=V_GTel!D143)*(Daten!$B$159:$B$274=V_GTel!C143))),\nIF(C143=$C$8,TRANSPOSE(_xlfn._xlws.FILTER(Daten!$D$159:$D$274,(Daten!$A$159:$A$274=V_GTel!D143)*(Daten!$B$159:$B$274=V_GTel!C143))),\"\"))),\"\")","v":""}]
[{"$nulls":14},{"$f":"IFERROR(IF(C144=$C$6,_xlfn.XLOOKUP(V_GTel!F144,Daten!$F$157:$I$157,_xlfn.XLOOKUP(V_GTel!C144&V_GTel!D144&V_GTel!E144,Daten!$B$159:$B$274&Daten!$A$159:$A$274&Daten!$C$159:$C$274,Daten!$F$159:$I$274)),\nIF(C144=$C$7,_xlfn.XLOOKUP(V_GTel!C144&V_GTel!D144&V_GTel!E144,Daten!$B$159:$B$274&Daten!$A$159:$A$274&Daten!$D$159:$D$274,Daten!$K$159:$K$274)*I144*_xlfn.XLOOKUP(G144,Daten!$M$157:$O$157,_xlfn.XLOOKUP(V_GTel!C144&V_GTel!D144&V_GTel!E144,Daten!$B$159:$B$274&Daten!$A$159:$A$274&Daten!$D$159:$D$274,Daten!$M$159:$O$274))*_xlfn.XLOOKUP(F144,Daten!$V$157:$Y$157,_xlfn.XLOOKUP(V_GTel!C144&V_GTel!D144&V_GTel!E144,Daten!$B$159:$B$274&Daten!$A$159:$A$274&Daten!$D$159:$D$274,Daten!$V$159:$Y$274)),\nIF(C144=$C$8,_xlfn.XLOOKUP(V_GTel!C144&V_GTel!D144&V_GTel!E144,Daten!$B$159:$B$274&Daten!$A$159:$A$274&Daten!$D$159:$D$274,Daten!$K$159:$K$274)*I144*_xlfn.XLOOKUP(G144,Daten!$M$157:$O$157,_xlfn.XLOOKUP(V_GTel!C144&V_GTel!D144&V_GTel!E144,Daten!$B$159:$B$274&Daten!$A$159:$A$274&Daten!$D$159:$D$274,Daten!$M$159:$O$274))*_xlfn.XLOOKUP(H144,Daten!$Q$157:$T$157,_xlfn.XLOOKUP(V_GTel!C144&V_GTel!D144&V_GTel!E144,Daten!$B$159:$B$274&Daten!$A$159:$A$274&Daten!$D$159:$D$274,Daten!$Q$159:$T$274)),\nIF(C144=$C$9,J144*K144*L144,\n\"\")))),0)","v":""},{"$f":"IFERROR(\nIF(C144=$C$6,TRANSPOSE(_xlfn._xlws.FILTER(Daten!$C$159:$C$274,(Daten!$A$159:$A$274=V_GTel!D144)*(Daten!$B$159:$B$274=V_GTel!C144))),\nIF(C144=$C$7,TRANSPOSE(_xlfn._xlws.FILTER(Daten!$D$159:$D$274,(Daten!$A$159:$A$274=V_GTel!D144)*(Daten!$B$159:$B$274=V_GTel!C144))),\nIF(C144=$C$8,TRANSPOSE(_xlfn._xlws.FILTER(Daten!$D$159:$D$274,(Daten!$A$159:$A$274=V_GTel!D144)*(Daten!$B$159:$B$274=V_GTel!C144))),\"\"))),\"\")","v":""}]
[{"$nulls":14},{"$f":"IFERROR(IF(C145=$C$6,_xlfn.XLOOKUP(V_GTel!F145,Daten!$F$157:$I$157,_xlfn.XLOOKUP(V_GTel!C145&V_GTel!D145&V_GTel!E145,Daten!$B$159:$B$274&Daten!$A$159:$A$274&Daten!$C$159:$C$274,Daten!$F$159:$I$274)),\nIF(C145=$C$7,_xlfn.XLOOKUP(V_GTel!C145&V_GTel!D145&V_GTel!E145,Daten!$B$159:$B$274&Daten!$A$159:$A$274&Daten!$D$159:$D$274,Daten!$K$159:$K$274)*I145*_xlfn.XLOOKUP(G145,Daten!$M$157:$O$157,_xlfn.XLOOKUP(V_GTel!C145&V_GTel!D145&V_GTel!E145,Daten!$B$159:$B$274&Daten!$A$159:$A$274&Daten!$D$159:$D$274,Daten!$M$159:$O$274))*_xlfn.XLOOKUP(F145,Daten!$V$157:$Y$157,_xlfn.XLOOKUP(V_GTel!C145&V_GTel!D145&V_GTel!E145,Daten!$B$159:$B$274&Daten!$A$159:$A$274&Daten!$D$159:$D$274,Daten!$V$159:$Y$274)),\nIF(C145=$C$8,_xlfn.XLOOKUP(V_GTel!C145&V_GTel!D145&V_GTel!E145,Daten!$B$159:$B$274&Daten!$A$159:$A$274&Daten!$D$159:$D$274,Daten!$K$159:$K$274)*I145*_xlfn.XLOOKUP(G145,Daten!$M$157:$O$157,_xlfn.XLOOKUP(V_GTel!C145&V_GTel!D145&V_GTel!E145,Daten!$B$159:$B$274&Daten!$A$159:$A$274&Daten!$D$159:$D$274,Daten!$M$159:$O$274))*_xlfn.XLOOKUP(H145,Daten!$Q$157:$T$157,_xlfn.XLOOKUP(V_GTel!C145&V_GTel!D145&V_GTel!E145,Daten!$B$159:$B$274&Daten!$A$159:$A$274&Daten!$D$159:$D$274,Daten!$Q$159:$T$274)),\nIF(C145=$C$9,J145*K145*L145,\n\"\")))),0)","v":""},{"$f":"IFERROR(\nIF(C145=$C$6,TRANSPOSE(_xlfn._xlws.FILTER(Daten!$C$159:$C$274,(Daten!$A$159:$A$274=V_GTel!D145)*(Daten!$B$159:$B$274=V_GTel!C145))),\nIF(C145=$C$7,TRANSPOSE(_xlfn._xlws.FILTER(Daten!$D$159:$D$274,(Daten!$A$159:$A$274=V_GTel!D145)*(Daten!$B$159:$B$274=V_GTel!C145))),\nIF(C145=$C$8,TRANSPOSE(_xlfn._xlws.FILTER(Daten!$D$159:$D$274,(Daten!$A$159:$A$274=V_GTel!D145)*(Daten!$B$159:$B$274=V_GTel!C145))),\"\"))),\"\")","v":""}]
[{"$nulls":14},{"$f":"IFERROR(IF(C146=$C$6,_xlfn.XLOOKUP(V_GTel!F146,Daten!$F$157:$I$157,_xlfn.XLOOKUP(V_GTel!C146&V_GTel!D146&V_GTel!E146,Daten!$B$159:$B$274&Daten!$A$159:$A$274&Daten!$C$159:$C$274,Daten!$F$159:$I$274)),\nIF(C146=$C$7,_xlfn.XLOOKUP(V_GTel!C146&V_GTel!D146&V_GTel!E146,Daten!$B$159:$B$274&Daten!$A$159:$A$274&Daten!$D$159:$D$274,Daten!$K$159:$K$274)*I146*_xlfn.XLOOKUP(G146,Daten!$M$157:$O$157,_xlfn.XLOOKUP(V_GTel!C146&V_GTel!D146&V_GTel!E146,Daten!$B$159:$B$274&Daten!$A$159:$A$274&Daten!$D$159:$D$274,Daten!$M$159:$O$274))*_xlfn.XLOOKUP(F146,Daten!$V$157:$Y$157,_xlfn.XLOOKUP(V_GTel!C146&V_GTel!D146&V_GTel!E146,Daten!$B$159:$B$274&Daten!$A$159:$A$274&Daten!$D$159:$D$274,Daten!$V$159:$Y$274)),\nIF(C146=$C$8,_xlfn.XLOOKUP(V_GTel!C146&V_GTel!D146&V_GTel!E146,Daten!$B$159:$B$274&Daten!$A$159:$A$274&Daten!$D$159:$D$274,Daten!$K$159:$K$274)*I146*_xlfn.XLOOKUP(G146,Daten!$M$157:$O$157,_xlfn.XLOOKUP(V_GTel!C146&V_GTel!D146&V_GTel!E146,Daten!$B$159:$B$274&Daten!$A$159:$A$274&Daten!$D$159:$D$274,Daten!$M$159:$O$274))*_xlfn.XLOOKUP(H146,Daten!$Q$157:$T$157,_xlfn.XLOOKUP(V_GTel!C146&V_GTel!D146&V_GTel!E146,Daten!$B$159:$B$274&Daten!$A$159:$A$274&Daten!$D$159:$D$274,Daten!$Q$159:$T$274)),\nIF(C146=$C$9,J146*K146*L146,\n\"\")))),0)","v":""},{"$f":"IFERROR(\nIF(C146=$C$6,TRANSPOSE(_xlfn._xlws.FILTER(Daten!$C$159:$C$274,(Daten!$A$159:$A$274=V_GTel!D146)*(Daten!$B$159:$B$274=V_GTel!C146))),\nIF(C146=$C$7,TRANSPOSE(_xlfn._xlws.FILTER(Daten!$D$159:$D$274,(Daten!$A$159:$A$274=V_GTel!D146)*(Daten!$B$159:$B$274=V_GTel!C146))),\nIF(C146=$C$8,TRANSPOSE(_xlfn._xlws.FILTER(Daten!$D$159:$D$274,(Daten!$A$159:$A$274=V_GTel!D146)*(Daten!$B$159:$B$274=V_GTel!C146))),\"\"))),\"\")","v":""}]
[{"$nulls":14},{"$f":"IFERROR(IF(C147=$C$6,_xlfn.XLOOKUP(V_GTel!F147,Daten!$F$157:$I$157,_xlfn.XLOOKUP(V_GTel!C147&V_GTel!D147&V_GTel!E147,Daten!$B$159:$B$274&Daten!$A$159:$A$274&Daten!$C$159:$C$274,Daten!$F$159:$I$274)),\nIF(C147=$C$7,_xlfn.XLOOKUP(V_GTel!C147&V_GTel!D147&V_GTel!E147,Daten!$B$159:$B$274&Daten!$A$159:$A$274&Daten!$D$159:$D$274,Daten!$K$159:$K$274)*I147*_xlfn.XLOOKUP(G147,Daten!$M$157:$O$157,_xlfn.XLOOKUP(V_GTel!C147&V_GTel!D147&V_GTel!E147,Daten!$B$159:$B$274&Daten!$A$159:$A$274&Daten!$D$159:$D$274,Daten!$M$159:$O$274))*_xlfn.XLOOKUP(F147,Daten!$V$157:$Y$157,_xlfn.XLOOKUP(V_GTel!C147&V_GTel!D147&V_GTel!E147,Daten!$B$159:$B$274&Daten!$A$159:$A$274&Daten!$D$159:$D$274,Daten!$V$159:$Y$274)),\nIF(C147=$C$8,_xlfn.XLOOKUP(V_GTel!C147&V_GTel!D147&V_GTel!E147,Daten!$B$159:$B$274&Daten!$A$159:$A$274&Daten!$D$159:$D$274,Daten!$K$159:$K$274)*I147*_xlfn.XLOOKUP(G147,Daten!$M$157:$O$157,_xlfn.XLOOKUP(V_GTel!C147&V_GTel!D147&V_GTel!E147,Daten!$B$159:$B$274&Daten!$A$159:$A$274&Daten!$D$159:$D$274,Daten!$M$159:$O$274))*_xlfn.XLOOKUP(H147,Daten!$Q$157:$T$157,_xlfn.XLOOKUP(V_GTel!C147&V_GTel!D147&V_GTel!E147,Daten!$B$159:$B$274&Daten!$A$159:$A$274&Daten!$D$159:$D$274,Daten!$Q$159:$T$274)),\nIF(C147=$C$9,J147*K147*L147,\n\"\")))),0)","v":""},{"$f":"IFERROR(\nIF(C147=$C$6,TRANSPOSE(_xlfn._xlws.FILTER(Daten!$C$159:$C$274,(Daten!$A$159:$A$274=V_GTel!D147)*(Daten!$B$159:$B$274=V_GTel!C147))),\nIF(C147=$C$7,TRANSPOSE(_xlfn._xlws.FILTER(Daten!$D$159:$D$274,(Daten!$A$159:$A$274=V_GTel!D147)*(Daten!$B$159:$B$274=V_GTel!C147))),\nIF(C147=$C$8,TRANSPOSE(_xlfn._xlws.FILTER(Daten!$D$159:$D$274,(Daten!$A$159:$A$274=V_GTel!D147)*(Daten!$B$159:$B$274=V_GTel!C147))),\"\"))),\"\")","v":""}]
[{"$nulls":14},{"$f":"IFERROR(IF(C148=$C$6,_xlfn.XLOOKUP(V_GTel!F148,Daten!$F$157:$I$157,_xlfn.XLOOKUP(V_GTel!C148&V_GTel!D148&V_GTel!E148,Daten!$B$159:$B$274&Daten!$A$159:$A$274&Daten!$C$159:$C$274,Daten!$F$159:$I$274)),\nIF(C148=$C$7,_xlfn.XLOOKUP(V_GTel!C148&V_GTel!D148&V_GTel!E148,Daten!$B$159:$B$274&Daten!$A$159:$A$274&Daten!$D$159:$D$274,Daten!$K$159:$K$274)*I148*_xlfn.XLOOKUP(G148,Daten!$M$157:$O$157,_xlfn.XLOOKUP(V_GTel!C148&V_GTel!D148&V_GTel!E148,Daten!$B$159:$B$274&Daten!$A$159:$A$274&Daten!$D$159:$D$274,Daten!$M$159:$O$274))*_xlfn.XLOOKUP(F148,Daten!$V$157:$Y$157,_xlfn.XLOOKUP(V_GTel!C148&V_GTel!D148&V_GTel!E148,Daten!$B$159:$B$274&Daten!$A$159:$A$274&Daten!$D$159:$D$274,Daten!$V$159:$Y$274)),\nIF(C148=$C$8,_xlfn.XLOOKUP(V_GTel!C148&V_GTel!D148&V_GTel!E148,Daten!$B$159:$B$274&Daten!$A$159:$A$274&Daten!$D$159:$D$274,Daten!$K$159:$K$274)*I148*_xlfn.XLOOKUP(G148,Daten!$M$157:$O$157,_xlfn.XLOOKUP(V_GTel!C148&V_GTel!D148&V_GTel!E148,Daten!$B$159:$B$274&Daten!$A$159:$A$274&Daten!$D$159:$D$274,Daten!$M$159:$O$274))*_xlfn.XLOOKUP(H148,Daten!$Q$157:$T$157,_xlfn.XLOOKUP(V_GTel!C148&V_GTel!D148&V_GTel!E148,Daten!$B$159:$B$274&Daten!$A$159:$A$274&Daten!$D$159:$D$274,Daten!$Q$159:$T$274)),\nIF(C148=$C$9,J148*K148*L148,\n\"\")))),0)","v":""},{"$f":"IFERROR(\nIF(C148=$C$6,TRANSPOSE(_xlfn._xlws.FILTER(Daten!$C$159:$C$274,(Daten!$A$159:$A$274=V_GTel!D148)*(Daten!$B$159:$B$274=V_GTel!C148))),\nIF(C148=$C$7,TRANSPOSE(_xlfn._xlws.FILTER(Daten!$D$159:$D$274,(Daten!$A$159:$A$274=V_GTel!D148)*(Daten!$B$159:$B$274=V_GTel!C148))),\nIF(C148=$C$8,TRANSPOSE(_xlfn._xlws.FILTER(Daten!$D$159:$D$274,(Daten!$A$159:$A$274=V_GTel!D148)*(Daten!$B$159:$B$274=V_GTel!C148))),\"\"))),\"\")","v":""}]
[{"$nulls":14},{"$f":"IFERROR(IF(C149=$C$6,_xlfn.XLOOKUP(V_GTel!F149,Daten!$F$157:$I$157,_xlfn.XLOOKUP(V_GTel!C149&V_GTel!D149&V_GTel!E149,Daten!$B$159:$B$274&Daten!$A$159:$A$274&Daten!$C$159:$C$274,Daten!$F$159:$I$274)),\nIF(C149=$C$7,_xlfn.XLOOKUP(V_GTel!C149&V_GTel!D149&V_GTel!E149,Daten!$B$159:$B$274&Daten!$A$159:$A$274&Daten!$D$159:$D$274,Daten!$K$159:$K$274)*I149*_xlfn.XLOOKUP(G149,Daten!$M$157:$O$157,_xlfn.XLOOKUP(V_GTel!C149&V_GTel!D149&V_GTel!E149,Daten!$B$159:$B$274&Daten!$A$159:$A$274&Daten!$D$159:$D$274,Daten!$M$159:$O$274))*_xlfn.XLOOKUP(F149,Daten!$V$157:$Y$157,_xlfn.XLOOKUP(V_GTel!C149&V_GTel!D149&V_GTel!E149,Daten!$B$159:$B$274&Daten!$A$159:$A$274&Daten!$D$159:$D$274,Daten!$V$159:$Y$274)),\nIF(C149=$C$8,_xlfn.XLOOKUP(V_GTel!C149&V_GTel!D149&V_GTel!E149,Daten!$B$159:$B$274&Daten!$A$159:$A$274&Daten!$D$159:$D$274,Daten!$K$159:$K$274)*I149*_xlfn.XLOOKUP(G149,Daten!$M$157:$O$157,_xlfn.XLOOKUP(V_GTel!C149&V_GTel!D149&V_GTel!E149,Daten!$B$159:$B$274&Daten!$A$159:$A$274&Daten!$D$159:$D$274,Daten!$M$159:$O$274))*_xlfn.XLOOKUP(H149,Daten!$Q$157:$T$157,_xlfn.XLOOKUP(V_GTel!C149&V_GTel!D149&V_GTel!E149,Daten!$B$159:$B$274&Daten!$A$159:$A$274&Daten!$D$159:$D$274,Daten!$Q$159:$T$274)),\nIF(C149=$C$9,J149*K149*L149,\n\"\")))),0)","v":""},{"$f":"IFERROR(\nIF(C149=$C$6,TRANSPOSE(_xlfn._xlws.FILTER(Daten!$C$159:$C$274,(Daten!$A$159:$A$274=V_GTel!D149)*(Daten!$B$159:$B$274=V_GTel!C149))),\nIF(C149=$C$7,TRANSPOSE(_xlfn._xlws.FILTER(Daten!$D$159:$D$274,(Daten!$A$159:$A$274=V_GTel!D149)*(Daten!$B$159:$B$274=V_GTel!C149))),\nIF(C149=$C$8,TRANSPOSE(_xlfn._xlws.FILTER(Daten!$D$159:$D$274,(Daten!$A$159:$A$274=V_GTel!D149)*(Daten!$B$159:$B$274=V_GTel!C149))),\"\"))),\"\")","v":""}]
[{"$nulls":14},{"$f":"IFERROR(IF(C150=$C$6,_xlfn.XLOOKUP(V_GTel!F150,Daten!$F$157:$I$157,_xlfn.XLOOKUP(V_GTel!C150&V_GTel!D150&V_GTel!E150,Daten!$B$159:$B$274&Daten!$A$159:$A$274&Daten!$C$159:$C$274,Daten!$F$159:$I$274)),\nIF(C150=$C$7,_xlfn.XLOOKUP(V_GTel!C150&V_GTel!D150&V_GTel!E150,Daten!$B$159:$B$274&Daten!$A$159:$A$274&Daten!$D$159:$D$274,Daten!$K$159:$K$274)*I150*_xlfn.XLOOKUP(G150,Daten!$M$157:$O$157,_xlfn.XLOOKUP(V_GTel!C150&V_GTel!D150&V_GTel!E150,Daten!$B$159:$B$274&Daten!$A$159:$A$274&Daten!$D$159:$D$274,Daten!$M$159:$O$274))*_xlfn.XLOOKUP(F150,Daten!$V$157:$Y$157,_xlfn.XLOOKUP(V_GTel!C150&V_GTel!D150&V_GTel!E150,Daten!$B$159:$B$274&Daten!$A$159:$A$274&Daten!$D$159:$D$274,Daten!$V$159:$Y$274)),\nIF(C150=$C$8,_xlfn.XLOOKUP(V_GTel!C150&V_GTel!D150&V_GTel!E150,Daten!$B$159:$B$274&Daten!$A$159:$A$274&Daten!$D$159:$D$274,Daten!$K$159:$K$274)*I150*_xlfn.XLOOKUP(G150,Daten!$M$157:$O$157,_xlfn.XLOOKUP(V_GTel!C150&V_GTel!D150&V_GTel!E150,Daten!$B$159:$B$274&Daten!$A$159:$A$274&Daten!$D$159:$D$274,Daten!$M$159:$O$274))*_xlfn.XLOOKUP(H150,Daten!$Q$157:$T$157,_xlfn.XLOOKUP(V_GTel!C150&V_GTel!D150&V_GTel!E150,Daten!$B$159:$B$274&Daten!$A$159:$A$274&Daten!$D$159:$D$274,Daten!$Q$159:$T$274)),\nIF(C150=$C$9,J150*K150*L150,\n\"\")))),0)","v":""},{"$f":"IFERROR(\nIF(C150=$C$6,TRANSPOSE(_xlfn._xlws.FILTER(Daten!$C$159:$C$274,(Daten!$A$159:$A$274=V_GTel!D150)*(Daten!$B$159:$B$274=V_GTel!C150))),\nIF(C150=$C$7,TRANSPOSE(_xlfn._xlws.FILTER(Daten!$D$159:$D$274,(Daten!$A$159:$A$274=V_GTel!D150)*(Daten!$B$159:$B$274=V_GTel!C150))),\nIF(C150=$C$8,TRANSPOSE(_xlfn._xlws.FILTER(Daten!$D$159:$D$274,(Daten!$A$159:$A$274=V_GTel!D150)*(Daten!$B$159:$B$274=V_GTel!C150))),\"\"))),\"\")","v":""}]
[{"$nulls":14},{"$f":"IFERROR(IF(C151=$C$6,_xlfn.XLOOKUP(V_GTel!F151,Daten!$F$157:$I$157,_xlfn.XLOOKUP(V_GTel!C151&V_GTel!D151&V_GTel!E151,Daten!$B$159:$B$274&Daten!$A$159:$A$274&Daten!$C$159:$C$274,Daten!$F$159:$I$274)),\nIF(C151=$C$7,_xlfn.XLOOKUP(V_GTel!C151&V_GTel!D151&V_GTel!E151,Daten!$B$159:$B$274&Daten!$A$159:$A$274&Daten!$D$159:$D$274,Daten!$K$159:$K$274)*I151*_xlfn.XLOOKUP(G151,Daten!$M$157:$O$157,_xlfn.XLOOKUP(V_GTel!C151&V_GTel!D151&V_GTel!E151,Daten!$B$159:$B$274&Daten!$A$159:$A$274&Daten!$D$159:$D$274,Daten!$M$159:$O$274))*_xlfn.XLOOKUP(F151,Daten!$V$157:$Y$157,_xlfn.XLOOKUP(V_GTel!C151&V_GTel!D151&V_GTel!E151,Daten!$B$159:$B$274&Daten!$A$159:$A$274&Daten!$D$159:$D$274,Daten!$V$159:$Y$274)),\nIF(C151=$C$8,_xlfn.XLOOKUP(V_GTel!C151&V_GTel!D151&V_GTel!E151,Daten!$B$159:$B$274&Daten!$A$159:$A$274&Daten!$D$159:$D$274,Daten!$K$159:$K$274)*I151*_xlfn.XLOOKUP(G151,Daten!$M$157:$O$157,_xlfn.XLOOKUP(V_GTel!C151&V_GTel!D151&V_GTel!E151,Daten!$B$159:$B$274&Daten!$A$159:$A$274&Daten!$D$159:$D$274,Daten!$M$159:$O$274))*_xlfn.XLOOKUP(H151,Daten!$Q$157:$T$157,_xlfn.XLOOKUP(V_GTel!C151&V_GTel!D151&V_GTel!E151,Daten!$B$159:$B$274&Daten!$A$159:$A$274&Daten!$D$159:$D$274,Daten!$Q$159:$T$274)),\nIF(C151=$C$9,J151*K151*L151,\n\"\")))),0)","v":""},{"$f":"IFERROR(\nIF(C151=$C$6,TRANSPOSE(_xlfn._xlws.FILTER(Daten!$C$159:$C$274,(Daten!$A$159:$A$274=V_GTel!D151)*(Daten!$B$159:$B$274=V_GTel!C151))),\nIF(C151=$C$7,TRANSPOSE(_xlfn._xlws.FILTER(Daten!$D$159:$D$274,(Daten!$A$159:$A$274=V_GTel!D151)*(Daten!$B$159:$B$274=V_GTel!C151))),\nIF(C151=$C$8,TRANSPOSE(_xlfn._xlws.FILTER(Daten!$D$159:$D$274,(Daten!$A$159:$A$274=V_GTel!D151)*(Daten!$B$159:$B$274=V_GTel!C151))),\"\"))),\"\")","v":""}]
[{"$nulls":14},{"$f":"IFERROR(IF(C152=$C$6,_xlfn.XLOOKUP(V_GTel!F152,Daten!$F$157:$I$157,_xlfn.XLOOKUP(V_GTel!C152&V_GTel!D152&V_GTel!E152,Daten!$B$159:$B$274&Daten!$A$159:$A$274&Daten!$C$159:$C$274,Daten!$F$159:$I$274)),\nIF(C152=$C$7,_xlfn.XLOOKUP(V_GTel!C152&V_GTel!D152&V_GTel!E152,Daten!$B$159:$B$274&Daten!$A$159:$A$274&Daten!$D$159:$D$274,Daten!$K$159:$K$274)*I152*_xlfn.XLOOKUP(G152,Daten!$M$157:$O$157,_xlfn.XLOOKUP(V_GTel!C152&V_GTel!D152&V_GTel!E152,Daten!$B$159:$B$274&Daten!$A$159:$A$274&Daten!$D$159:$D$274,Daten!$M$159:$O$274))*_xlfn.XLOOKUP(F152,Daten!$V$157:$Y$157,_xlfn.XLOOKUP(V_GTel!C152&V_GTel!D152&V_GTel!E152,Daten!$B$159:$B$274&Daten!$A$159:$A$274&Daten!$D$159:$D$274,Daten!$V$159:$Y$274)),\nIF(C152=$C$8,_xlfn.XLOOKUP(V_GTel!C152&V_GTel!D152&V_GTel!E152,Daten!$B$159:$B$274&Daten!$A$159:$A$274&Daten!$D$159:$D$274,Daten!$K$159:$K$274)*I152*_xlfn.XLOOKUP(G152,Daten!$M$157:$O$157,_xlfn.XLOOKUP(V_GTel!C152&V_GTel!D152&V_GTel!E152,Daten!$B$159:$B$274&Daten!$A$159:$A$274&Daten!$D$159:$D$274,Daten!$M$159:$O$274))*_xlfn.XLOOKUP(H152,Daten!$Q$157:$T$157,_xlfn.XLOOKUP(V_GTel!C152&V_GTel!D152&V_GTel!E152,Daten!$B$159:$B$274&Daten!$A$159:$A$274&Daten!$D$159:$D$274,Daten!$Q$159:$T$274)),\nIF(C152=$C$9,J152*K152*L152,\n\"\")))),0)","v":""},{"$f":"IFERROR(\nIF(C152=$C$6,TRANSPOSE(_xlfn._xlws.FILTER(Daten!$C$159:$C$274,(Daten!$A$159:$A$274=V_GTel!D152)*(Daten!$B$159:$B$274=V_GTel!C152))),\nIF(C152=$C$7,TRANSPOSE(_xlfn._xlws.FILTER(Daten!$D$159:$D$274,(Daten!$A$159:$A$274=V_GTel!D152)*(Daten!$B$159:$B$274=V_GTel!C152))),\nIF(C152=$C$8,TRANSPOSE(_xlfn._xlws.FILTER(Daten!$D$159:$D$274,(Daten!$A$159:$A$274=V_GTel!D152)*(Daten!$B$159:$B$274=V_GTel!C152))),\"\"))),\"\")","v":""}]
[{"$nulls":14},{"$f":"IFERROR(IF(C153=$C$6,_xlfn.XLOOKUP(V_GTel!F153,Daten!$F$157:$I$157,_xlfn.XLOOKUP(V_GTel!C153&V_GTel!D153&V_GTel!E153,Daten!$B$159:$B$274&Daten!$A$159:$A$274&Daten!$C$159:$C$274,Daten!$F$159:$I$274)),\nIF(C153=$C$7,_xlfn.XLOOKUP(V_GTel!C153&V_GTel!D153&V_GTel!E153,Daten!$B$159:$B$274&Daten!$A$159:$A$274&Daten!$D$159:$D$274,Daten!$K$159:$K$274)*I153*_xlfn.XLOOKUP(G153,Daten!$M$157:$O$157,_xlfn.XLOOKUP(V_GTel!C153&V_GTel!D153&V_GTel!E153,Daten!$B$159:$B$274&Daten!$A$159:$A$274&Daten!$D$159:$D$274,Daten!$M$159:$O$274))*_xlfn.XLOOKUP(F153,Daten!$V$157:$Y$157,_xlfn.XLOOKUP(V_GTel!C153&V_GTel!D153&V_GTel!E153,Daten!$B$159:$B$274&Daten!$A$159:$A$274&Daten!$D$159:$D$274,Daten!$V$159:$Y$274)),\nIF(C153=$C$8,_xlfn.XLOOKUP(V_GTel!C153&V_GTel!D153&V_GTel!E153,Daten!$B$159:$B$274&Daten!$A$159:$A$274&Daten!$D$159:$D$274,Daten!$K$159:$K$274)*I153*_xlfn.XLOOKUP(G153,Daten!$M$157:$O$157,_xlfn.XLOOKUP(V_GTel!C153&V_GTel!D153&V_GTel!E153,Daten!$B$159:$B$274&Daten!$A$159:$A$274&Daten!$D$159:$D$274,Daten!$M$159:$O$274))*_xlfn.XLOOKUP(H153,Daten!$Q$157:$T$157,_xlfn.XLOOKUP(V_GTel!C153&V_GTel!D153&V_GTel!E153,Daten!$B$159:$B$274&Daten!$A$159:$A$274&Daten!$D$159:$D$274,Daten!$Q$159:$T$274)),\nIF(C153=$C$9,J153*K153*L153,\n\"\")))),0)","v":""},{"$f":"IFERROR(\nIF(C153=$C$6,TRANSPOSE(_xlfn._xlws.FILTER(Daten!$C$159:$C$274,(Daten!$A$159:$A$274=V_GTel!D153)*(Daten!$B$159:$B$274=V_GTel!C153))),\nIF(C153=$C$7,TRANSPOSE(_xlfn._xlws.FILTER(Daten!$D$159:$D$274,(Daten!$A$159:$A$274=V_GTel!D153)*(Daten!$B$159:$B$274=V_GTel!C153))),\nIF(C153=$C$8,TRANSPOSE(_xlfn._xlws.FILTER(Daten!$D$159:$D$274,(Daten!$A$159:$A$274=V_GTel!D153)*(Daten!$B$159:$B$274=V_GTel!C153))),\"\"))),\"\")","v":""}]
[{"$nulls":14},{"$f":"IFERROR(IF(C154=$C$6,_xlfn.XLOOKUP(V_GTel!F154,Daten!$F$157:$I$157,_xlfn.XLOOKUP(V_GTel!C154&V_GTel!D154&V_GTel!E154,Daten!$B$159:$B$274&Daten!$A$159:$A$274&Daten!$C$159:$C$274,Daten!$F$159:$I$274)),\nIF(C154=$C$7,_xlfn.XLOOKUP(V_GTel!C154&V_GTel!D154&V_GTel!E154,Daten!$B$159:$B$274&Daten!$A$159:$A$274&Daten!$D$159:$D$274,Daten!$K$159:$K$274)*I154*_xlfn.XLOOKUP(G154,Daten!$M$157:$O$157,_xlfn.XLOOKUP(V_GTel!C154&V_GTel!D154&V_GTel!E154,Daten!$B$159:$B$274&Daten!$A$159:$A$274&Daten!$D$159:$D$274,Daten!$M$159:$O$274))*_xlfn.XLOOKUP(F154,Daten!$V$157:$Y$157,_xlfn.XLOOKUP(V_GTel!C154&V_GTel!D154&V_GTel!E154,Daten!$B$159:$B$274&Daten!$A$159:$A$274&Daten!$D$159:$D$274,Daten!$V$159:$Y$274)),\nIF(C154=$C$8,_xlfn.XLOOKUP(V_GTel!C154&V_GTel!D154&V_GTel!E154,Daten!$B$159:$B$274&Daten!$A$159:$A$274&Daten!$D$159:$D$274,Daten!$K$159:$K$274)*I154*_xlfn.XLOOKUP(G154,Daten!$M$157:$O$157,_xlfn.XLOOKUP(V_GTel!C154&V_GTel!D154&V_GTel!E154,Daten!$B$159:$B$274&Daten!$A$159:$A$274&Daten!$D$159:$D$274,Daten!$M$159:$O$274))*_xlfn.XLOOKUP(H154,Daten!$Q$157:$T$157,_xlfn.XLOOKUP(V_GTel!C154&V_GTel!D154&V_GTel!E154,Daten!$B$159:$B$274&Daten!$A$159:$A$274&Daten!$D$159:$D$274,Daten!$Q$159:$T$274)),\nIF(C154=$C$9,J154*K154*L154,\n\"\")))),0)","v":""},{"$f":"IFERROR(\nIF(C154=$C$6,TRANSPOSE(_xlfn._xlws.FILTER(Daten!$C$159:$C$274,(Daten!$A$159:$A$274=V_GTel!D154)*(Daten!$B$159:$B$274=V_GTel!C154))),\nIF(C154=$C$7,TRANSPOSE(_xlfn._xlws.FILTER(Daten!$D$159:$D$274,(Daten!$A$159:$A$274=V_GTel!D154)*(Daten!$B$159:$B$274=V_GTel!C154))),\nIF(C154=$C$8,TRANSPOSE(_xlfn._xlws.FILTER(Daten!$D$159:$D$274,(Daten!$A$159:$A$274=V_GTel!D154)*(Daten!$B$159:$B$274=V_GTel!C154))),\"\"))),\"\")","v":""}]
[{"$nulls":14},{"$f":"IFERROR(IF(C155=$C$6,_xlfn.XLOOKUP(V_GTel!F155,Daten!$F$157:$I$157,_xlfn.XLOOKUP(V_GTel!C155&V_GTel!D155&V_GTel!E155,Daten!$B$159:$B$274&Daten!$A$159:$A$274&Daten!$C$159:$C$274,Daten!$F$159:$I$274)),\nIF(C155=$C$7,_xlfn.XLOOKUP(V_GTel!C155&V_GTel!D155&V_GTel!E155,Daten!$B$159:$B$274&Daten!$A$159:$A$274&Daten!$D$159:$D$274,Daten!$K$159:$K$274)*I155*_xlfn.XLOOKUP(G155,Daten!$M$157:$O$157,_xlfn.XLOOKUP(V_GTel!C155&V_GTel!D155&V_GTel!E155,Daten!$B$159:$B$274&Daten!$A$159:$A$274&Daten!$D$159:$D$274,Daten!$M$159:$O$274))*_xlfn.XLOOKUP(F155,Daten!$V$157:$Y$157,_xlfn.XLOOKUP(V_GTel!C155&V_GTel!D155&V_GTel!E155,Daten!$B$159:$B$274&Daten!$A$159:$A$274&Daten!$D$159:$D$274,Daten!$V$159:$Y$274)),\nIF(C155=$C$8,_xlfn.XLOOKUP(V_GTel!C155&V_GTel!D155&V_GTel!E155,Daten!$B$159:$B$274&Daten!$A$159:$A$274&Daten!$D$159:$D$274,Daten!$K$159:$K$274)*I155*_xlfn.XLOOKUP(G155,Daten!$M$157:$O$157,_xlfn.XLOOKUP(V_GTel!C155&V_GTel!D155&V_GTel!E155,Daten!$B$159:$B$274&Daten!$A$159:$A$274&Daten!$D$159:$D$274,Daten!$M$159:$O$274))*_xlfn.XLOOKUP(H155,Daten!$Q$157:$T$157,_xlfn.XLOOKUP(V_GTel!C155&V_GTel!D155&V_GTel!E155,Daten!$B$159:$B$274&Daten!$A$159:$A$274&Daten!$D$159:$D$274,Daten!$Q$159:$T$274)),\nIF(C155=$C$9,J155*K155*L155,\n\"\")))),0)","v":""},{"$f":"IFERROR(\nIF(C155=$C$6,TRANSPOSE(_xlfn._xlws.FILTER(Daten!$C$159:$C$274,(Daten!$A$159:$A$274=V_GTel!D155)*(Daten!$B$159:$B$274=V_GTel!C155))),\nIF(C155=$C$7,TRANSPOSE(_xlfn._xlws.FILTER(Daten!$D$159:$D$274,(Daten!$A$159:$A$274=V_GTel!D155)*(Daten!$B$159:$B$274=V_GTel!C155))),\nIF(C155=$C$8,TRANSPOSE(_xlfn._xlws.FILTER(Daten!$D$159:$D$274,(Daten!$A$159:$A$274=V_GTel!D155)*(Daten!$B$159:$B$274=V_GTel!C155))),\"\"))),\"\")","v":""}]
[{"$nulls":14},{"$f":"IFERROR(IF(C156=$C$6,_xlfn.XLOOKUP(V_GTel!F156,Daten!$F$157:$I$157,_xlfn.XLOOKUP(V_GTel!C156&V_GTel!D156&V_GTel!E156,Daten!$B$159:$B$274&Daten!$A$159:$A$274&Daten!$C$159:$C$274,Daten!$F$159:$I$274)),\nIF(C156=$C$7,_xlfn.XLOOKUP(V_GTel!C156&V_GTel!D156&V_GTel!E156,Daten!$B$159:$B$274&Daten!$A$159:$A$274&Daten!$D$159:$D$274,Daten!$K$159:$K$274)*I156*_xlfn.XLOOKUP(G156,Daten!$M$157:$O$157,_xlfn.XLOOKUP(V_GTel!C156&V_GTel!D156&V_GTel!E156,Daten!$B$159:$B$274&Daten!$A$159:$A$274&Daten!$D$159:$D$274,Daten!$M$159:$O$274))*_xlfn.XLOOKUP(F156,Daten!$V$157:$Y$157,_xlfn.XLOOKUP(V_GTel!C156&V_GTel!D156&V_GTel!E156,Daten!$B$159:$B$274&Daten!$A$159:$A$274&Daten!$D$159:$D$274,Daten!$V$159:$Y$274)),\nIF(C156=$C$8,_xlfn.XLOOKUP(V_GTel!C156&V_GTel!D156&V_GTel!E156,Daten!$B$159:$B$274&Daten!$A$159:$A$274&Daten!$D$159:$D$274,Daten!$K$159:$K$274)*I156*_xlfn.XLOOKUP(G156,Daten!$M$157:$O$157,_xlfn.XLOOKUP(V_GTel!C156&V_GTel!D156&V_GTel!E156,Daten!$B$159:$B$274&Daten!$A$159:$A$274&Daten!$D$159:$D$274,Daten!$M$159:$O$274))*_xlfn.XLOOKUP(H156,Daten!$Q$157:$T$157,_xlfn.XLOOKUP(V_GTel!C156&V_GTel!D156&V_GTel!E156,Daten!$B$159:$B$274&Daten!$A$159:$A$274&Daten!$D$159:$D$274,Daten!$Q$159:$T$274)),\nIF(C156=$C$9,J156*K156*L156,\n\"\")))),0)","v":""},{"$f":"IFERROR(\nIF(C156=$C$6,TRANSPOSE(_xlfn._xlws.FILTER(Daten!$C$159:$C$274,(Daten!$A$159:$A$274=V_GTel!D156)*(Daten!$B$159:$B$274=V_GTel!C156))),\nIF(C156=$C$7,TRANSPOSE(_xlfn._xlws.FILTER(Daten!$D$159:$D$274,(Daten!$A$159:$A$274=V_GTel!D156)*(Daten!$B$159:$B$274=V_GTel!C156))),\nIF(C156=$C$8,TRANSPOSE(_xlfn._xlws.FILTER(Daten!$D$159:$D$274,(Daten!$A$159:$A$274=V_GTel!D156)*(Daten!$B$159:$B$274=V_GTel!C156))),\"\"))),\"\")","v":""}]
[{"$nulls":14},{"$f":"IFERROR(IF(C157=$C$6,_xlfn.XLOOKUP(V_GTel!F157,Daten!$F$157:$I$157,_xlfn.XLOOKUP(V_GTel!C157&V_GTel!D157&V_GTel!E157,Daten!$B$159:$B$274&Daten!$A$159:$A$274&Daten!$C$159:$C$274,Daten!$F$159:$I$274)),\nIF(C157=$C$7,_xlfn.XLOOKUP(V_GTel!C157&V_GTel!D157&V_GTel!E157,Daten!$B$159:$B$274&Daten!$A$159:$A$274&Daten!$D$159:$D$274,Daten!$K$159:$K$274)*I157*_xlfn.XLOOKUP(G157,Daten!$M$157:$O$157,_xlfn.XLOOKUP(V_GTel!C157&V_GTel!D157&V_GTel!E157,Daten!$B$159:$B$274&Daten!$A$159:$A$274&Daten!$D$159:$D$274,Daten!$M$159:$O$274))*_xlfn.XLOOKUP(F157,Daten!$V$157:$Y$157,_xlfn.XLOOKUP(V_GTel!C157&V_GTel!D157&V_GTel!E157,Daten!$B$159:$B$274&Daten!$A$159:$A$274&Daten!$D$159:$D$274,Daten!$V$159:$Y$274)),\nIF(C157=$C$8,_xlfn.XLOOKUP(V_GTel!C157&V_GTel!D157&V_GTel!E157,Daten!$B$159:$B$274&Daten!$A$159:$A$274&Daten!$D$159:$D$274,Daten!$K$159:$K$274)*I157*_xlfn.XLOOKUP(G157,Daten!$M$157:$O$157,_xlfn.XLOOKUP(V_GTel!C157&V_GTel!D157&V_GTel!E157,Daten!$B$159:$B$274&Daten!$A$159:$A$274&Daten!$D$159:$D$274,Daten!$M$159:$O$274))*_xlfn.XLOOKUP(H157,Daten!$Q$157:$T$157,_xlfn.XLOOKUP(V_GTel!C157&V_GTel!D157&V_GTel!E157,Daten!$B$159:$B$274&Daten!$A$159:$A$274&Daten!$D$159:$D$274,Daten!$Q$159:$T$274)),\nIF(C157=$C$9,J157*K157*L157,\n\"\")))),0)","v":""},{"$f":"IFERROR(\nIF(C157=$C$6,TRANSPOSE(_xlfn._xlws.FILTER(Daten!$C$159:$C$274,(Daten!$A$159:$A$274=V_GTel!D157)*(Daten!$B$159:$B$274=V_GTel!C157))),\nIF(C157=$C$7,TRANSPOSE(_xlfn._xlws.FILTER(Daten!$D$159:$D$274,(Daten!$A$159:$A$274=V_GTel!D157)*(Daten!$B$159:$B$274=V_GTel!C157))),\nIF(C157=$C$8,TRANSPOSE(_xlfn._xlws.FILTER(Daten!$D$159:$D$274,(Daten!$A$159:$A$274=V_GTel!D157)*(Daten!$B$159:$B$274=V_GTel!C157))),\"\"))),\"\")","v":""}]
[{"$nulls":14},{"$f":"IFERROR(IF(C158=$C$6,_xlfn.XLOOKUP(V_GTel!F158,Daten!$F$157:$I$157,_xlfn.XLOOKUP(V_GTel!C158&V_GTel!D158&V_GTel!E158,Daten!$B$159:$B$274&Daten!$A$159:$A$274&Daten!$C$159:$C$274,Daten!$F$159:$I$274)),\nIF(C158=$C$7,_xlfn.XLOOKUP(V_GTel!C158&V_GTel!D158&V_GTel!E158,Daten!$B$159:$B$274&Daten!$A$159:$A$274&Daten!$D$159:$D$274,Daten!$K$159:$K$274)*I158*_xlfn.XLOOKUP(G158,Daten!$M$157:$O$157,_xlfn.XLOOKUP(V_GTel!C158&V_GTel!D158&V_GTel!E158,Daten!$B$159:$B$274&Daten!$A$159:$A$274&Daten!$D$159:$D$274,Daten!$M$159:$O$274))*_xlfn.XLOOKUP(F158,Daten!$V$157:$Y$157,_xlfn.XLOOKUP(V_GTel!C158&V_GTel!D158&V_GTel!E158,Daten!$B$159:$B$274&Daten!$A$159:$A$274&Daten!$D$159:$D$274,Daten!$V$159:$Y$274)),\nIF(C158=$C$8,_xlfn.XLOOKUP(V_GTel!C158&V_GTel!D158&V_GTel!E158,Daten!$B$159:$B$274&Daten!$A$159:$A$274&Daten!$D$159:$D$274,Daten!$K$159:$K$274)*I158*_xlfn.XLOOKUP(G158,Daten!$M$157:$O$157,_xlfn.XLOOKUP(V_GTel!C158&V_GTel!D158&V_GTel!E158,Daten!$B$159:$B$274&Daten!$A$159:$A$274&Daten!$D$159:$D$274,Daten!$M$159:$O$274))*_xlfn.XLOOKUP(H158,Daten!$Q$157:$T$157,_xlfn.XLOOKUP(V_GTel!C158&V_GTel!D158&V_GTel!E158,Daten!$B$159:$B$274&Daten!$A$159:$A$274&Daten!$D$159:$D$274,Daten!$Q$159:$T$274)),\nIF(C158=$C$9,J158*K158*L158,\n\"\")))),0)","v":""},{"$f":"IFERROR(\nIF(C158=$C$6,TRANSPOSE(_xlfn._xlws.FILTER(Daten!$C$159:$C$274,(Daten!$A$159:$A$274=V_GTel!D158)*(Daten!$B$159:$B$274=V_GTel!C158))),\nIF(C158=$C$7,TRANSPOSE(_xlfn._xlws.FILTER(Daten!$D$159:$D$274,(Daten!$A$159:$A$274=V_GTel!D158)*(Daten!$B$159:$B$274=V_GTel!C158))),\nIF(C158=$C$8,TRANSPOSE(_xlfn._xlws.FILTER(Daten!$D$159:$D$274,(Daten!$A$159:$A$274=V_GTel!D158)*(Daten!$B$159:$B$274=V_GTel!C158))),\"\"))),\"\")","v":""}]
[{"$nulls":14},{"$f":"IFERROR(IF(C159=$C$6,_xlfn.XLOOKUP(V_GTel!F159,Daten!$F$157:$I$157,_xlfn.XLOOKUP(V_GTel!C159&V_GTel!D159&V_GTel!E159,Daten!$B$159:$B$274&Daten!$A$159:$A$274&Daten!$C$159:$C$274,Daten!$F$159:$I$274)),\nIF(C159=$C$7,_xlfn.XLOOKUP(V_GTel!C159&V_GTel!D159&V_GTel!E159,Daten!$B$159:$B$274&Daten!$A$159:$A$274&Daten!$D$159:$D$274,Daten!$K$159:$K$274)*I159*_xlfn.XLOOKUP(G159,Daten!$M$157:$O$157,_xlfn.XLOOKUP(V_GTel!C159&V_GTel!D159&V_GTel!E159,Daten!$B$159:$B$274&Daten!$A$159:$A$274&Daten!$D$159:$D$274,Daten!$M$159:$O$274))*_xlfn.XLOOKUP(F159,Daten!$V$157:$Y$157,_xlfn.XLOOKUP(V_GTel!C159&V_GTel!D159&V_GTel!E159,Daten!$B$159:$B$274&Daten!$A$159:$A$274&Daten!$D$159:$D$274,Daten!$V$159:$Y$274)),\nIF(C159=$C$8,_xlfn.XLOOKUP(V_GTel!C159&V_GTel!D159&V_GTel!E159,Daten!$B$159:$B$274&Daten!$A$159:$A$274&Daten!$D$159:$D$274,Daten!$K$159:$K$274)*I159*_xlfn.XLOOKUP(G159,Daten!$M$157:$O$157,_xlfn.XLOOKUP(V_GTel!C159&V_GTel!D159&V_GTel!E159,Daten!$B$159:$B$274&Daten!$A$159:$A$274&Daten!$D$159:$D$274,Daten!$M$159:$O$274))*_xlfn.XLOOKUP(H159,Daten!$Q$157:$T$157,_xlfn.XLOOKUP(V_GTel!C159&V_GTel!D159&V_GTel!E159,Daten!$B$159:$B$274&Daten!$A$159:$A$274&Daten!$D$159:$D$274,Daten!$Q$159:$T$274)),\nIF(C159=$C$9,J159*K159*L159,\n\"\")))),0)","v":""},{"$f":"IFERROR(\nIF(C159=$C$6,TRANSPOSE(_xlfn._xlws.FILTER(Daten!$C$159:$C$274,(Daten!$A$159:$A$274=V_GTel!D159)*(Daten!$B$159:$B$274=V_GTel!C159))),\nIF(C159=$C$7,TRANSPOSE(_xlfn._xlws.FILTER(Daten!$D$159:$D$274,(Daten!$A$159:$A$274=V_GTel!D159)*(Daten!$B$159:$B$274=V_GTel!C159))),\nIF(C159=$C$8,TRANSPOSE(_xlfn._xlws.FILTER(Daten!$D$159:$D$274,(Daten!$A$159:$A$274=V_GTel!D159)*(Daten!$B$159:$B$274=V_GTel!C159))),\"\"))),\"\")","v":""}]
[{"$nulls":14},{"$f":"IFERROR(IF(C160=$C$6,_xlfn.XLOOKUP(V_GTel!F160,Daten!$F$157:$I$157,_xlfn.XLOOKUP(V_GTel!C160&V_GTel!D160&V_GTel!E160,Daten!$B$159:$B$274&Daten!$A$159:$A$274&Daten!$C$159:$C$274,Daten!$F$159:$I$274)),\nIF(C160=$C$7,_xlfn.XLOOKUP(V_GTel!C160&V_GTel!D160&V_GTel!E160,Daten!$B$159:$B$274&Daten!$A$159:$A$274&Daten!$D$159:$D$274,Daten!$K$159:$K$274)*I160*_xlfn.XLOOKUP(G160,Daten!$M$157:$O$157,_xlfn.XLOOKUP(V_GTel!C160&V_GTel!D160&V_GTel!E160,Daten!$B$159:$B$274&Daten!$A$159:$A$274&Daten!$D$159:$D$274,Daten!$M$159:$O$274))*_xlfn.XLOOKUP(F160,Daten!$V$157:$Y$157,_xlfn.XLOOKUP(V_GTel!C160&V_GTel!D160&V_GTel!E160,Daten!$B$159:$B$274&Daten!$A$159:$A$274&Daten!$D$159:$D$274,Daten!$V$159:$Y$274)),\nIF(C160=$C$8,_xlfn.XLOOKUP(V_GTel!C160&V_GTel!D160&V_GTel!E160,Daten!$B$159:$B$274&Daten!$A$159:$A$274&Daten!$D$159:$D$274,Daten!$K$159:$K$274)*I160*_xlfn.XLOOKUP(G160,Daten!$M$157:$O$157,_xlfn.XLOOKUP(V_GTel!C160&V_GTel!D160&V_GTel!E160,Daten!$B$159:$B$274&Daten!$A$159:$A$274&Daten!$D$159:$D$274,Daten!$M$159:$O$274))*_xlfn.XLOOKUP(H160,Daten!$Q$157:$T$157,_xlfn.XLOOKUP(V_GTel!C160&V_GTel!D160&V_GTel!E160,Daten!$B$159:$B$274&Daten!$A$159:$A$274&Daten!$D$159:$D$274,Daten!$Q$159:$T$274)),\nIF(C160=$C$9,J160*K160*L160,\n\"\")))),0)","v":""},{"$f":"IFERROR(\nIF(C160=$C$6,TRANSPOSE(_xlfn._xlws.FILTER(Daten!$C$159:$C$274,(Daten!$A$159:$A$274=V_GTel!D160)*(Daten!$B$159:$B$274=V_GTel!C160))),\nIF(C160=$C$7,TRANSPOSE(_xlfn._xlws.FILTER(Daten!$D$159:$D$274,(Daten!$A$159:$A$274=V_GTel!D160)*(Daten!$B$159:$B$274=V_GTel!C160))),\nIF(C160=$C$8,TRANSPOSE(_xlfn._xlws.FILTER(Daten!$D$159:$D$274,(Daten!$A$159:$A$274=V_GTel!D160)*(Daten!$B$159:$B$274=V_GTel!C160))),\"\"))),\"\")","v":""}]
[{"$nulls":14},{"$f":"IFERROR(IF(C161=$C$6,_xlfn.XLOOKUP(V_GTel!F161,Daten!$F$157:$I$157,_xlfn.XLOOKUP(V_GTel!C161&V_GTel!D161&V_GTel!E161,Daten!$B$159:$B$274&Daten!$A$159:$A$274&Daten!$C$159:$C$274,Daten!$F$159:$I$274)),\nIF(C161=$C$7,_xlfn.XLOOKUP(V_GTel!C161&V_GTel!D161&V_GTel!E161,Daten!$B$159:$B$274&Daten!$A$159:$A$274&Daten!$D$159:$D$274,Daten!$K$159:$K$274)*I161*_xlfn.XLOOKUP(G161,Daten!$M$157:$O$157,_xlfn.XLOOKUP(V_GTel!C161&V_GTel!D161&V_GTel!E161,Daten!$B$159:$B$274&Daten!$A$159:$A$274&Daten!$D$159:$D$274,Daten!$M$159:$O$274))*_xlfn.XLOOKUP(F161,Daten!$V$157:$Y$157,_xlfn.XLOOKUP(V_GTel!C161&V_GTel!D161&V_GTel!E161,Daten!$B$159:$B$274&Daten!$A$159:$A$274&Daten!$D$159:$D$274,Daten!$V$159:$Y$274)),\nIF(C161=$C$8,_xlfn.XLOOKUP(V_GTel!C161&V_GTel!D161&V_GTel!E161,Daten!$B$159:$B$274&Daten!$A$159:$A$274&Daten!$D$159:$D$274,Daten!$K$159:$K$274)*I161*_xlfn.XLOOKUP(G161,Daten!$M$157:$O$157,_xlfn.XLOOKUP(V_GTel!C161&V_GTel!D161&V_GTel!E161,Daten!$B$159:$B$274&Daten!$A$159:$A$274&Daten!$D$159:$D$274,Daten!$M$159:$O$274))*_xlfn.XLOOKUP(H161,Daten!$Q$157:$T$157,_xlfn.XLOOKUP(V_GTel!C161&V_GTel!D161&V_GTel!E161,Daten!$B$159:$B$274&Daten!$A$159:$A$274&Daten!$D$159:$D$274,Daten!$Q$159:$T$274)),\nIF(C161=$C$9,J161*K161*L161,\n\"\")))),0)","v":""},{"$f":"IFERROR(\nIF(C161=$C$6,TRANSPOSE(_xlfn._xlws.FILTER(Daten!$C$159:$C$274,(Daten!$A$159:$A$274=V_GTel!D161)*(Daten!$B$159:$B$274=V_GTel!C161))),\nIF(C161=$C$7,TRANSPOSE(_xlfn._xlws.FILTER(Daten!$D$159:$D$274,(Daten!$A$159:$A$274=V_GTel!D161)*(Daten!$B$159:$B$274=V_GTel!C161))),\nIF(C161=$C$8,TRANSPOSE(_xlfn._xlws.FILTER(Daten!$D$159:$D$274,(Daten!$A$159:$A$274=V_GTel!D161)*(Daten!$B$159:$B$274=V_GTel!C161))),\"\"))),\"\")","v":""}]
[]
[null,"Beschreibung und Bemerkungen"]
[null,"Freitext. "]
[]
[]
[null,"Typ",null,"Nutzung","Verbrauch [kWh/a]"]
[null,{"$f":"C6","v":"1 Geräte"},null,{"$f":"Kat_1","v":0},{"$f":"SUMIFS($O$12:$O$161,$D$12:$D$161,D168,$C$12:$C$161,$B$168)","v":0}]
[{"$nulls":3},{"$f":"Kat_2","v":0},{"$f":"SUMIFS($O$12:$O$161,$D$12:$D$161,D169,$C$12:$C$161,$B$168)","v":0}]
[{"$nulls":3},{"$f":"Kat_3","v":0},{"$f":"SUMIFS($O$12:$O$161,$D$12:$D$161,D170,$C$12:$C$161,$B$168)","v":0}]
[{"$nulls":4},{"$f":"SUM(E168:E170)","v":0}]
[]
[null,{"$f":"C7","v":"2 Elektronik und Betriebseinrichtung"},null,{"$f":"Kat_1","v":0},{"$f":"SUMIFS($O$12:$O$161,$D$12:$D$161,D173,$C$12:$C$161,$B$173)","v":0}]
[{"$nulls":3},{"$f":"Kat_2","v":0},{"$f":"SUMIFS($O$12:$O$161,$D$12:$D$161,D174,$C$12:$C$161,$B$173)","v":0}]
[{"$nulls":3},{"$f":"Kat_3","v":0},{"$f":"SUMIFS($O$12:$O$161,$D$12:$D$161,D175,$C$12:$C$161,$B$173)","v":0}]
[{"$nulls":4},{"$f":"SUM(E173:E175)","v":0}]
[]
[null,{"$f":"C8","v":"3 Beleuchtung"},null,{"$f":"Kat_1","v":0},{"$f":"SUMIFS($O$12:$O$161,$D$12:$D$161,D178,$C$12:$C$161,$B$178)","v":0}]
[{"$nulls":3},{"$f":"Kat_2","v":0},{"$f":"SUMIFS($O$12:$O$161,$D$12:$D$161,D179,$C$12:$C$161,$B$178)","v":0}]
[{"$nulls":3},{"$f":"Kat_3","v":0},{"$f":"SUMIFS($O$12:$O$161,$D$12:$D$161,D180,$C$12:$C$161,$B$178)","v":0}]
[{"$nulls":4},{"$f":"SUM(E178:E180)","v":0}]
[]
[null,{"$f":"C9","v":"4 Weitere Verbraucher"},null,{"$f":"Kat_1","v":0},{"$f":"SUMIFS($O$12:$O$161,$D$12:$D$161,D183,$C$12:$C$161,$B$183)","v":0}]
[{"$nulls":3},{"$f":"Kat_2","v":0},{"$f":"SUMIFS($O$12:$O$161,$D$12:$D$161,D184,$C$12:$C$161,$B$183)","v":0}]
[{"$nulls":3},{"$f":"Kat_3","v":0},{"$f":"SUMIFS($O$12:$O$161,$D$12:$D$161,D185,$C$12:$C$161,$B$183)","v":0}]
[{"$nulls":4},{"$f":"SUM(E183:E185)","v":0}]

{"sheet":"V_Kat","index":14,"n_rows":134,"n_cols":18,"rows_kept":134,"merged":[[2,7,2,8],[2,9,2,10],[2,11,2,12],[8,5,8,6],[8,7,8,8],[8,9,8,10],[8,11,8,12],[9,5,9,6],[9,7,9,8],[9,9,9,10],[9,11,9,12],[10,5,10,6],[10,7,10,8],[10,9,10,10],[10,11,10,12],[11,5,11,6],[11,7,11,8],[11,9,11,10],[11,11,11,12],[12,5,12,6],[12,7,12,8],[12,9,12,10],[12,11,12,12],[13,5,13,6],[13,7,13,8],[13,9,13,10],[13,11,13,12],[14,5,14,6],[15,5,15,6],[19,5,19,6],[19,7,19,8],[19,9,19,10],[19,11,19,12],[20,5,20,6],[20,7,20,8],[20,9,20,10],[20,11,20,12],[21,5,21,6],[21,7,21,8],[21,9,21,10],[21,11,21,12],[22,5,22,6],[22,7,22,8],[22,9,22,10],[22,11,22,12],[23,5,23,6],[23,7,23,8],[23,9,23,10],[23,11,23,12],[24,5,24,6],[24,7,24,8],[24,9,24,10],[24,11,24,12],[25,5,25,6],[25,7,25,8],[25,9,25,10],[25,11,25,12],[26,5,26,6],[26,7,26,8],[26,9,26,10],[26,11,26,12],[27,5,27,6],[27,7,27,8],[27,9,27,10],[27,11,27,12],[28,5,28,6],[29,5,29,6],[33,5,33,6],[33,7,33,8],[33,9,33,10],[33,11,33,12],[34,5,34,6],[34,7,34,8],[34,9,34,10],[34,11,34,12],[35,5,35,6],[35,7,35,8],[35,9,35,10],[35,11,35,12],[36,5,36,6],[36,7,36,8],[36,9,36,10],[36,11,36,12],[37,5,37,6],[37,7,37,8],[37,9,37,10],[37,11,37,12],[38,5,38,6],[38,7,38,8],[38,9,38,10],[38,11,38,12],[39,5,39,6],[39,7,39,8],[39,9,39,10],[39,11,39,12],[40,5,40,6],[40,7,40,8],[40,9,40,10],[40,11,40,12],[41,5,41,6],[41,7,41,8],[41,9,41,10],[41,11,41,12],[42,5,42,6],[43,5,43,6],[44,5,44,6],[51,5,51,6],[51,7,51,8],[51,9,51,10],[51,11,51,12],[52,5,52,6],[52,7,52,8],[52,9,52,10],[52,11,52,12],[53,5,53,6],[53,7,53,8],[53,9,53,10],[53,11,53,12],[54,5,54,6],[54,7,54,8],[54,9,54,10],[54,11,54,12],[55,5,55,6],[55,7,55,8],[55,9,55,10],[55,11,55,12],[56,5,56,6],[56,7,56,8],[56,9,56,10],[56,11,56,12],[57,5,57,6],[58,5,58,6],[62,5,62,6],[62,7,62,8],[62,9,62,10],[62,11,62,12],[63,5,63,6],[63,7,63,8],[63,9,63,10],[63,11,63,12],[64,5,64,6],[64,7,64,8],[64,9,64,10],[64,11,64,12],[65,5,65,6],[65,7,65,8],[65,9,65,10],[65,11,65,12],[66,5,66,6],[66,7,66,8],[66,9,66,10],[66,11,66,12],[67,5,67,6],[67,7,67,8],[67,9,67,10],[67,11,67,12],[68,5,68,6],[68,7,68,8],[68,9,68,10],[68,11,68,12],[69,5,69,6],[69,7,69,8],[69,9,69,10],[69,11,69,12],[70,5,70,6],[70,7,70,8],[70,9,70,10],[70,11,70,12],[71,5,71,6],[72,5,72,6],[76,5,76,6],[76,7,76,8],[76,9,76,10],[76,11,76,12],[77,5,77,6],[77,7,77,8],[77,9,77,10],[77,11,77,12],[78,5,78,6],[78,7,78,8],[78,9,78,10],[78,11,78,12],[79,5,79,6],[79,7,79,8],[79,9,79,10],[79,11,79,12],[80,5,80,6],[80,7,80,8],[80,9,80,10],[80,11,80,12],[81,5,81,6],[81,7,81,8],[81,9,81,10],[81,11,81,12],[82,5,82,6],[82,7,82,8],[82,9,82,10],[82,11,82,12],[83,5,83,6],[83,7,83,8],[83,9,83,10],[83,11,83,12],[84,5,84,6],[84,7,84,8],[84,9,84,10],[84,11,84,12],[85,5,85,6],[86,5,86,6],[87,5,87,6],[94,5,94,6],[94,7,94,8],[94,9,94,10],[94,11,94,12],[95,5,95,6],[95,7,95,8],[95,9,95,10],[95,11,95,12],[96,5,96,6],[96,7,96,8],[96,9,96,10],[96,11,96,12],[97,5,97,6],[97,7,97,8],[97,9,97,10],[97,11,97,12],[98,5,98,6],[98,7,98,8],[98,9,98,10],[98,11,98,12],[99,5,99,6],[99,7,99,8],[99,9,99,10],[99,11,99,12],[100,5,100,6],[101,5,101,6],[105,5,105,6],[105,7,105,8],[105,9,105,10],[105,11,105,12],[106,5,106,6],[106,7,106,8],[106,9,106,10],[106,11,106,12],[107,5,107,6],[107,7,107,8],[107,9,107,10],[107,11,107,12],[108,5,108,6],[108,7,108,8],[108,9,108,10],[108,11,108,12],[109,5,109,6],[109,7,109,8],[109,9,109,10],[109,11,109,12],[110,5,110,6],[110,7,110,8],[110,9,110,10],[110,11,110,12],[111,5,111,6],[111,7,111,8],[111,9,111,10],[111,11,111,12],[112,5,112,6],[112,7,112,8],[112,9,112,10],[112,11,112,12],[113,5,113,6],[113,7,113,8],[113,9,113,10],[113,11,113,12],[114,5,114,6],[115,5,115,6],[119,5,119,6],[119,7,119,8],[119,9,119,10],[119,11,119,12],[120,5,120,6],[120,7,120,8],[120,9,120,10],[120,11,120,12],[121,5,121,6],[121,7,121,8],[121,9,121,10],[121,11,121,12],[122,5,122,6],[122,7,122,8],[122,9,122,10],[122,11,122,12],[123,5,123,6],[123,7,123,8],[123,9,123,10],[123,11,123,12],[124,5,124,6],[124,7,124,8],[124,9,124,10],[124,11,124,12],[125,5,125,6],[125,7,125,8],[125,9,125,10],[125,11,125,12],[126,5,126,6],[126,7,126,8],[126,9,126,10],[126,11,126,12],[127,5,127,6],[127,7,127,8],[127,9,127,10],[127,11,127,12],[128,5,128,6],[129,5,129,6],[130,5,130,6],[132,1,132,4],[133,1,181,12]]}
[]
[null,"Gebäude-Energie-Analyse-Tool"]
[null,"K. Varianten: Kategorisierung des Gebäudes nach SIA 2031:2016",{"$nulls":4},"Total","Kategorie 1",null,"Kategorie 2",null,"Kategorie 3",null,"Kategorie","eff/JAZ"]
[]
[null,"Variante A",{"$nulls":15},"Kommentare:"]
[]
[null,"A.1 Gebäudehülleneffizienz",{"$nulls":12},"IST (overall Heizen)"]
[]
[null,null,"QH,li0","[kWh/m²]","Grenzwert Basis",{"$f":"(EBF_1A*H9+EBF_2A*J9+EBF_3A*L9)/EBF_totA","v":{"v":0,"d":"0.0"}},null,{"$f":"GI!$C$91*IF(GI!$C$55=\"\",0,_xlfn.XLOOKUP(GI!$C$55,Daten!$A$30:$A$31,Daten!$B$30:$B$31,0))","v":{"v":0,"d":"0.0"}},null,{"$f":"GI!$E$91*IF(GI!$C$55=\"\",0,_xlfn.XLOOKUP(GI!$C$55,Daten!$A$30:$A$31,Daten!$B$30:$B$31,0))","v":{"v":0,"d":"0.0"}},null,{"$f":"GI!$G$91*IF(GI!$C$55=\"\",0,_xlfn.XLOOKUP(GI!$C$55,Daten!$A$30:$A$31,Daten!$B$30:$B$31,0))","v":{"v":0,"d":"0.0"}},null,{"$f":"Kat_1","v":{"v":0,"d":"0.0"}},{"$f":"IFERROR((GT!$E$14*(IFERROR(GT!$E$18*GT!$AI$18,0)+IFERROR(GT!$E$20*GT!$AI$20,0)+IFERROR(GT!$E$22*GT!$AI$22,0))\n+GT!$E$148*(IFERROR(GT!$E$152*GT!$AI$152*GT!$O$152,0)+IFERROR(GT!$E$154*GT!$AI$154*GT!$O$154,0)+IFERROR(GT!$E$156*GT!$AI$156*GT!$O$156,0)))\n/(GT!$E$14+GT!$E$148*SUM(GT!$O$152:$O$156)),0)","v":{"v":0,"d":"0.00"}}]
[null,null,"∆QH,li","[kWh/m²]","Grenzwert Steigung",{"$f":"(EBF_1A*H10+EBF_2A*J10+EBF_3A*L10)/EBF_totA","v":{"v":0,"d":"0.0"}},null,{"$f":"GI!$C$92*IF(GI!$C$55=\"\",0,_xlfn.XLOOKUP(GI!$C$55,Daten!$A$30:$A$31,Daten!$B$30:$B$31,0))","v":{"v":0,"d":"0.0"}},null,{"$f":"GI!$E$92*IF(GI!$C$55=\"\",0,_xlfn.XLOOKUP(GI!$C$55,Daten!$A$30:$A$31,Daten!$B$30:$B$31,0))","v":{"v":0,"d":"0.0"}},null,{"$f":"GI!$G$92*IF(GI!$C$55=\"\",0,_xlfn.XLOOKUP(GI!$C$55,Daten!$A$30:$A$31,Daten!$B$30:$B$31,0))","v":{"v":0,"d":"0.0"}},null,{"$f":"Kat_2","v":{"v":0,"d":"0.0"}},{"$f":"IFERROR((GT!$E$34*(IFERROR(GT!$E$38*GT!$AI$38,0)+IFERROR(GT!$E$40*GT!$AI$40,0)+IFERROR(GT!$E$42*GT!$AI$42,0))\n+GT!$E$168*(IFERROR(GT!$E$172*GT!$AI$172*GT!$O$172,0)+IFERROR(GT!$E$174*GT!$AI$174*GT!$O$174,0)+IFERROR(GT!$E$176*GT!$AI$176*GT!$O$176,0)))\n/(GT!$E$34+GT!$E$168*SUM(GT!$O$172:$O$176)),0)","v":{"v":0,"d":"0.00"}}]
[null,null,"fcor","[-]","Temperaturkorrektur",{"$f":"1+((9.4-Daten!$BW$75)*0.06)","v":1.564},{"$nulls":7},{"$f":"Kat_3","v":{"v":0,"d":"0.0"}},{"$f":"IFERROR((GT!$E$54*(IFERROR(GT!$E$58*GT!$AI$58,0)+IFERROR(GT!$E$60*GT!$AI$60,0)+IFERROR(GT!$E$62*GT!$AI$62,0))\n+GT!$E$188*(IFERROR(GT!$E$192*GT!$AI$192*GT!$O$192,0)+IFERROR(GT!$E$194*GT!$AI$194*GT!$O$194,0)+IFERROR(GT!$E$196*GT!$AI$196*GT!$O$196,0)))\n/(GT!$E$54+GT!$E$188*SUM(GT!$O$192:$O$196)),0)","v":{"v":0,"d":"0.00"}}]
[null,null,"Ath","[m²]","therm. Gebäudehüllfläche",{"$f":"SUM(H12:M12)","v":0},null,{"$f":"SUMIFS(GH!$E$10:$E$149,GH!$D$10:$D$149,Kat_1,V_GH!$E$10:$E$149,\"x\")\n+SUMIFS(GH!$E$184:$E$207,GH!$D$184:$D$207,Kat_1,V_GH!$E$184:$E$207,\"x\")\n+SUMIFS(M_GH!$E$11:$E$150,M_GH!$D$11:$D$150,Kat_1,V_GH!$AA$10:$AA$149,\"x\")\n+SUMIFS(M_GH!$E$185:$E$208,M_GH!$D$185:$D$208,Kat_1,V_GH!$AA$184:$AA$207,\"x\")","v":0},null,{"$f":"SUMIFS(GH!$E$10:$E$149,GH!$D$10:$D$149,Kat_2,V_GH!$E$10:$E$149,\"x\")\n+SUMIFS(GH!$E$184:$E$207,GH!$D$184:$D$207,Kat_2,V_GH!$E$184:$E$207,\"x\")\n+SUMIFS(M_GH!$E$11:$E$150,M_GH!$D$11:$D$150,Kat_2,V_GH!$AA$10:$AA$149,\"x\")\n+SUMIFS(M_GH!$E$185:$E$208,M_GH!$D$185:$D$208,Kat_2,V_GH!$AA$184:$AA$207,\"x\")","v":0},null,{"$f":"SUMIFS(GH!$E$10:$E$149,GH!$D$10:$D$149,Kat_3,V_GH!$E$10:$E$149,\"x\")\n+SUMIFS(GH!$E$184:$E$207,GH!$D$184:$D$207,Kat_3,V_GH!$E$184:$E$207,\"x\")\n+SUMIFS(M_GH!$E$11:$E$150,M_GH!$D$11:$D$150,Kat_3,V_GH!$AA$10:$AA$149,\"x\")\n+SUMIFS(M_GH!$E$185:$E$208,M_GH!$D$185:$D$208,Kat_3,V_GH!$AA$184:$AA$207,\"x\")","v":0},null,null,"IST (overall WW)"]
[null,null,"QH,li","[kWh/m²]","Grenzwert",{"$f":"(F9+F10*F12/EBF_totA)*F11","v":{"v":0,"d":"0.0"}},null,{"$f":"(H9+H10*IF(EBF_1A>0.1,H12/EBF_1A,0))*F11","v":{"v":0,"d":"0.0"}},null,{"$f":"(J9+J10*IF(EBF_2A>0.1,J12/EBF_2A,0))*F11","v":{"v":0,"d":"0.0"}},null,{"$f":"(L9+L10*IF(EBF_3A>0.1,L12/EBF_3A,0))*F11","v":{"v":0,"d":"0.0"}},null,{"$f":"Kat_1","v":{"v":0,"d":"0.0"}},{"$f":"IFERROR((GT!$E$83*(IFERROR(GT!$E$89*GT!$AI$89,0)+IFERROR(GT!$E$91*GT!$AI$91,0))\n+GT!$E$148*(IFERROR(GT!$E$152*GT!$AI$152*GT!$Q$152,0)+IFERROR(GT!$E$154*GT!$AI$154*GT!$Q$154,0)+IFERROR(GT!$E$156*GT!$AI$156*GT!$Q$156,0)))\n/(GT!$E$83+GT!$E$148*SUM(GT!$Q$152:$Q$156)),0)","v":{"v":0,"d":"0.00"}}]
[null,null,"QH","[kWh/m²]","Heizwärmebedarf",{"$f":"V_QH!F94","v":{"v":0,"d":"0.00"}},null,{"$f":"V_QH!F79","v":{"v":0,"d":"0.00"}},null,{"$f":"V_QH!F84","v":{"v":0,"d":"0.00"}},null,{"$f":"V_QH!F89","v":{"v":0,"d":"0.00"}},null,{"$f":"Kat_2","v":{"v":0,"d":"0.0"}},{"$f":"IFERROR((GT!$E$101*(IFERROR(GT!$E$107*GT!$AI$107,0)+IFERROR(GT!$E$109*GT!$AI$109,0))\n+GT!$E$168*(IFERROR(GT!$E$172*GT!$AI$172*GT!$Q$172,0)+IFERROR(GT!$E$174*GT!$AI$174*GT!$Q$174,0)+IFERROR(GT!$E$176*GT!$AI$176*GT!$Q$176,0)))\n/(GT!$E$101+GT!$E$168*SUM(GT!$Q$172:$Q$176)),0)","v":{"v":0,"d":"0.00"}}]
[null,null,"RH","[-]","Heizwärmebedarfskennwert",{"$f":"IFERROR(F14/F13,0)","v":{"v":0,"d":"0%"}},{"$nulls":7},{"$f":"Kat_3","v":{"v":0,"d":"0.0"}},{"$f":"IFERROR((GT!$E$119*(IFERROR(GT!$E$125*GT!$AI$125,0)+IFERROR(GT!$E$127*GT!$AI$127,0))\n+GT!$E$188*(IFERROR(GT!$E$192*GT!$AI$192*GT!$Q$192,0)+IFERROR(GT!$E$194*GT!$AI$194*GT!$Q$194,0)+IFERROR(GT!$E$196*GT!$AI$196*GT!$Q$196,0)))\n/(GT!$E$119+GT!$E$188*SUM(GT!$Q$192:$Q$196)),0)","v":{"v":0,"d":"0.00"}}]
[null,null,"Klassierung Gebäudehülleneffizienz",null,null,{"$f":"IF(F15=0,\"\",IF(F15>Daten!$B$290,Daten!$A$290,IF(F15>Daten!$B$289,Daten!$A$289,IF(F15>Daten!$B$288,Daten!$A$288,IF(F15>Daten!$B$287,Daten!$A$287,IF(F15>Daten!$B$286,Daten!$A$286,IF(F15>Daten!$B$285,Daten!$A$285,Daten!$A$284)))))))","v":""}]
[]
[null,"A.2 Gesamtenergieeffizienz",{"$nulls":11},"Berechnung: Verhältnis Qhvar zu Qhist wird mit gemessenem Verbrauch multipliziert (ergibt verbesserten Verbrauch, falls Verbesserung in Gebäudehülle). Nun wird der durch die Prozess-Abwärme nutzbare Verbrauch abgezogen, der nach wei vor gleich bleibt (die aktivierten in den Varianten). Dieser Rest-Verbrauch wird dann mit den jeweiligen Prozentsätzen der Energieträger multipliziert. ","."]
[]
[null,null,"EP","[kWh/m²]","Primärenergie-Kennzahl",{"$f":"SUM(F21:G27)","v":{"v":0,"d":"0.0"}},null,{"$f":"SUM(H21:I27)","v":{"v":0,"d":"0.0"}},null,{"$f":"SUM(J21:K27)","v":{"v":0,"d":"0.0"}},null,{"$f":"SUM(L21:M27)","v":{"v":0,"d":"0.0"}},null,null,"Var A Wärme","Var A Prozess Wärme"]
[null,null,"EP,H","[kWh/m²]","EP Heizen",{"$f":"IF(EBF_totA<0.001,0,(H21*EBF_1A+J21*EBF_2A+L21*EBF_3A)/EBF_totA)","v":{"v":0,"d":"0.0"}},null,{"$f":"IF(OR(Kat_1=0,EBF_1A<0.1),0,\nIF(AND(EBF_1>0.1,NOT(V_GT!$C$17=\"x\")),\nMAX($H$14/Kat!$H$12*(GT!$E$14+GT!$AD$158)/EBF_1*$O$9-IFERROR(IF(V_GT!$C$137=\"x\",V_GT!$K$137,V_GT!$BA$137)*V_GT!$AL$149/EBF_1A*$P$21,0),0),\nIF(V_GT!$C$17=\"x\",V_GT!$K$17,0)/EBF_1A*$O$21)*(\nIFERROR(V_GT!$AM$21*IF(ISNUMBER(V_GT!$Q$29),V_GT!$Q$29,V_GT!$AG$29)/V_GT!$AJ$21,0)+\nIFERROR(V_GT!$AM$23*IF(ISNUMBER(V_GT!$Q$31),V_GT!$Q$31,V_GT!$AG$31)/V_GT!$AJ$23,0)+\nIFERROR(V_GT!$AM$25*IF(ISNUMBER(V_GT!$Q$33),V_GT!$Q$33,V_GT!$AG$33)/V_GT!$AJ$25,0)+\nIFERROR(V_GT!$BX$21*IF(ISNUMBER(V_GT!$BG$29),V_GT!$BG$29,0)/V_GT!$BV$21,0)+\nIFERROR(V_GT!$BX$23*IF(ISNUMBER(V_GT!$BG$31),V_GT!$BG$31,0)/V_GT!$BV$23,0)+\nIFERROR(V_GT!$BX$25*IF(ISNUMBER(V_GT!$BG$33),V_GT!$BG$33,0)/V_GT!$BV$25,0)\n))","v":{"v":0,"d":"0.0"}},null,{"$f":"IF(OR(Kat_2=0,EBF_2A<0.1),0,\nIFERROR(IF(AND(EBF_2>0.1,NOT(V_GT!$C$38=\"x\")),\nMAX($J$14/Kat!$J$12*(GT!$E$34+GT!$AD$178)/EBF_2*$O$10-IFERROR(IF(V_GT!$C$157=\"x\",V_GT!$K$157,V_GT!$BA$157)*V_GT!$AL$169/EBF_2A*$P$22,0),0),\nIF(V_GT!$C$38=\"x\",V_GT!$K$38,0)/EBF_2A*$O$22),0)*(\nIFERROR(V_GT!$AM$41*IF(ISNUMBER(V_GT!$Q$49),V_GT!$Q$49,V_GT!$AG$49)/V_GT!$AJ$41,0)+\nIFERROR(V_GT!$AM$43*IF(ISNUMBER(V_GT!$Q$51),V_GT!$Q$51,V_GT!$AG$51)/V_GT!$AJ$43,0)+\nIFERROR(V_GT!$AM$45*IF(ISNUMBER(V_GT!$Q$53),V_GT!$Q$53,V_GT!$AG$53)/V_GT!$AJ$45,0)+\nIFERROR(V_GT!$BX$41*IF(ISNUMBER(V_GT!$BG$49),V_GT!$BG$49,0)/V_GT!$BV$41,0)+\nIFERROR(V_GT!$BX$43*IF(ISNUMBER(V_GT!$BG$51),V_GT!$BG$51,0)/V_GT!$BV$43,0)+\nIFERROR(V_GT!$BX$45*IF(ISNUMBER(V_GT!$BG$53),V_GT!$BG$53,0)/V_GT!$BV$45,0)\n))","v":{"v":0,"d":"0.0"}},null,{"$f":"IF(OR(Kat_3=0,EBF_3A<0.1),0,\nIFERROR(IF(AND(EBF_3>0.1,NOT(V_GT!$C$58=\"x\")),\nMAX($L$14/Kat!$L$12*(GT!$E$54+GT!$AD$198)/EBF_3*$O$11-IFERROR(IF(V_GT!$C$177=\"x\",V_GT!$K$177,V_GT!$BA$177)*V_GT!$AL$189/EBF_3A*$P$23,0),0),\nIF(V_GT!$C$58=\"x\",V_GT!$K$58,0)/EBF_3A*$O$23),0)*(\nIFERROR(V_GT!$AM$61*IF(ISNUMBER(V_GT!$Q$69),V_GT!$Q$69,V_GT!$AG$69)/V_GT!$AJ$61,0)+\nIFERROR(V_GT!$AM$63*IF(ISNUMBER(V_GT!$Q$71),V_GT!$Q$71,V_GT!$AG$71)/V_GT!$AJ$63,0)+\nIFERROR(V_GT!$AM$65*IF(ISNUMBER(V_GT!$Q$73),V_GT!$Q$73,V_GT!$AG$73)/V_GT!$AJ$65,0)+\nIFERROR(V_GT!$BX$61*IF(ISNUMBER(V_GT!$BG$69),V_GT!$BG$69,0)/V_GT!$BV$61,0)+\nIFERROR(V_GT!$BX$63*IF(ISNUMBER(V_GT!$BG$71),V_GT!$BG$71,0)/V_GT!$BV$63,0)+\nIFERROR(V_GT!$BX$65*IF(ISNUMBER(V_GT!$BG$73),V_GT!$BG$73,0)/V_GT!$BV$65,0)\n))","v":{"v":0,"d":"0.0"}},null,{"$f":"Kat_1","v":{"v":0,"d":"0.0"}},{"$f":"V_GT!$AM$21*V_GT!$AJ$21+V_GT!$AM$23*V_GT!$AJ$23+V_GT!$AM$25*V_GT!$AJ$25\n+V_GT!$BX$21*V_GT!$BV$21+V_GT!$BX$23*V_GT!$BV$23+V_GT!$BX$25*V_GT!$BV$25","v":{"v":0,"d":"0.00"}},{"$f":"V_GT!$AM$141*V_GT!$AJ$141+V_GT!$AM$143*V_GT!$AJ$143+V_GT!$AM$145*V_GT!$AJ$145\n+V_GT!$BX$141*V_GT!$BV$141+V_GT!$BX$143*V_GT!$BV$143+V_GT!$BX$145*V_GT!$BV$145","v":{"v":0,"d":"0.00"}}]
[null,null,"EP,Hpa","[kWh/m²]","EP Heizen aus Prozess-Abwärme",{"$f":"IF(EBF_totA<0.001,0,(H22*EBF_1A+J22*EBF_2A+L22*EBF_3A)/EBF_totA)","v":{"v":0,"d":"0.0"}},null,{"$f":"IF(OR(Kat_1=0,EBF_1A<0.1),0,\nIF(AND(EBF_1>0.1,NOT(V_GT!$C$17=\"x\"),$H$21<=0),\nIFERROR($H$14/Kat!$H$12*(GT!$E$14+GT!$AD$158)/EBF_1*$P$21,0),\nIFERROR(IF(V_GT!$C$137=\"x\",V_GT!$K$137,IF(ISNUMBER(V_GT!$BA$137),V_GT!$BA$137,0)),0)*V_GT!$AL$149/EBF_1A*$P$21)*(\nIFERROR(V_GT!$AM$141*IF(ISNUMBER(V_GT!$Q$149),V_GT!$Q$149,V_GT!$AG$149)/V_GT!$AJ$141,0)+\nIFERROR(V_GT!$AM$143*IF(ISNUMBER(V_GT!$Q$151),V_GT!$Q$151,V_GT!$AG$151)/V_GT!$AJ$143,0)+\nIFERROR(V_GT!$AM$145*IF(ISNUMBER(V_GT!$Q$153),V_GT!$Q$153,V_GT!$AG$153)/V_GT!$AJ$145,0)+\nIFERROR(V_GT!$BX$141*IF(ISNUMBER(V_GT!$BG$149),V_GT!$BG$149,0)/V_GT!$BV$141,0)+\nIFERROR(V_GT!$BX$143*IF(ISNUMBER(V_GT!$BG$151),V_GT!$BG$151,0)/V_GT!$BV$143,0)+\nIFERROR(V_GT!$BX$145*IF(ISNUMBER(V_GT!$BG$153),V_GT!$BG$153,0)/V_GT!$BV$145,0)\n))","v":{"v":0,"d":"0.0"}},null,{"$f":"IF(OR(Kat_2=0,EBF_2A<0.1),0,\nIF(AND(EBF_2>0.1,NOT(V_GT!$C$38=\"x\"),$J$21<=0),\nIFERROR($J$14/Kat!$J$12*(GT!$E$34+GT!$AD$178)/EBF_2*$P$22,0),\nIFERROR(IF(V_GT!$C$157=\"x\",V_GT!$K$157,IF(ISNUMBER(V_GT!$BA$157),V_GT!$BA$157,0)),0)*V_GT!$AL$169/EBF_2A*$P$22)*(\nIFERROR(V_GT!$AM$161*IF(ISNUMBER(V_GT!$Q$169),V_GT!$Q$169,V_GT!$AG$169)/V_GT!$AJ$161,0)+\nIFERROR(V_GT!$AM$163*IF(ISNUMBER(V_GT!$Q$171),V_GT!$Q$171,V_GT!$AG$171)/V_GT!$AJ$163,0)+\nIFERROR(V_GT!$AM$165*IF(ISNUMBER(V_GT!$Q$173),V_GT!$Q$173,V_GT!$AG$173)/V_GT!$AJ$165,0)+\nIFERROR(V_GT!$BX$161*IF(ISNUMBER(V_GT!$BG$169),V_GT!$BG$169,0)/V_GT!$BV$161,0)+\nIFERROR(V_GT!$BX$163*IF(ISNUMBER(V_GT!$BG$171),V_GT!$BG$171,0)/V_GT!$BV$163,0)+\nIFERROR(V_GT!$BX$165*IF(ISNUMBER(V_GT!$BG$173),V_GT!$BG$173,0)/V_GT!$BV$165,0)\n))","v":{"v":0,"d":"0.0"}},null,{"$f":"IF(OR(Kat_3=0,EBF_3A<0.1),0,\nIF(AND(EBF_3>0.1,NOT(V_GT!$C$58=\"x\"),$L$21<=0),\nIFERROR($L$14/Kat!$L$12*(GT!$E$54+GT!$AD$198)/EBF_3*$P$23,0),\nIFERROR(IF(V_GT!$C$177=\"x\",V_GT!$K$177,IF(ISNUMBER(V_GT!$BA$177),V_GT!$BA$177,0)),0)*V_GT!$AL$189/EBF_3A*$P$23)*(\nIFERROR(V_GT!$AM$181*IF(ISNUMBER(V_GT!$Q$189),V_GT!$Q$189,V_GT!$AG$189)/V_GT!$AJ$181,0)+\nIFERROR(V_GT!$AM$183*IF(ISNUMBER(V_GT!$Q$191),V_GT!$Q$191,V_GT!$AG$191)/V_GT!$AJ$183,0)+\nIFERROR(V_GT!$AM$185*IF(ISNUMBER(V_GT!$Q$193),V_GT!$Q$193,V_GT!$AG$193)/V_GT!$AJ$185,0)+\nIFERROR(V_GT!$BX$181*IF(ISNUMBER(V_GT!$BG$189),V_GT!$BG$189,0)/V_GT!$BV$181,0)+\nIFERROR(V_GT!$BX$183*IF(ISNUMBER(V_GT!$BG$191),V_GT!$BG$191,0)/V_GT!$BV$183,0)+\nIFERROR(V_GT!$BX$185*IF(ISNUMBER(V_GT!$BG$193),V_GT!$BG$193,0)/V_GT!$BV$185,0)\n))","v":{"v":0,"d":"0.0"}},null,{"$f":"Kat_2","v":{"v":0,"d":"0.0"}},{"$f":"V_GT!$AM$41*V_GT!$AJ$41+V_GT!$AM$43*V_GT!$AJ$43+V_GT!$AM$45*V_GT!$AJ$45\n+V_GT!$BX$41*V_GT!$BV$41+V_GT!$BX$43*V_GT!$BV$43+V_GT!$BX$45*V_GT!$BV$45","v":{"v":0,"d":"0.00"}},{"$f":"V_GT!$AM$161*V_GT!$AJ$161+V_GT!$AM$163*V_GT!$AJ$163+V_GT!$AM$165*V_GT!$AJ$165\n+V_GT!$BX$161*V_GT!$BV$161+V_GT!$BX$163*V_GT!$BV$163+V_GT!$BX$165*V_GT!$BV$165","v":{"v":0,"d":"0.00"}}]
[null,null,"EP,W","[kWh/m²]","EP Warmwasser",{"$f":"IF(EBF_totA<0.001,0,(H23*EBF_1A+J23*EBF_2A+L23*EBF_3A)/EBF_totA)","v":{"v":0,"d":"0.0"}},null,{"$f":"IF(OR(Kat_1=0,EBF_1A<0.1),0,\nIF(AND(EBF_1>0.1,NOT(V_GT!$C$82=\"x\")),\nIFERROR(MAX((GT!$E$83+GT!$AF$158)/EBF_1*$O$13-IF(V_GT!$C$137=\"x\",V_GT!$K$137,V_GT!$BA$137)*V_GT!$AP$149/EBF_1A*$P$25,0),0),\nIFERROR(IF(V_GT!$C$82=\"x\",V_GT!$K$82,0)/EBF_1A*$P$25,0))*(\nIFERROR(V_GT!$AQ$86*IF(ISNUMBER(V_GT!$Q$92),V_GT!$Q$92,V_GT!$AG$92)/V_GT!$AJ$86,0)+\nIFERROR(V_GT!$AQ$88*IF(ISNUMBER(V_GT!$Q$94),V_GT!$Q$94,V_GT!$AG$94)/V_GT!$AJ$88,0)+\nIFERROR(V_GT!$CB$86*IF(ISNUMBER(V_GT!$BG$92),V_GT!$BG$92,0)/V_GT!$BV$86,0)+\nIFERROR(V_GT!$CB$88*IF(ISNUMBER(V_GT!$BG$94),V_GT!$BG$94,0)/V_GT!$BV$88,0)\n))","v":{"v":0,"d":"0.0"}},null,{"$f":"IF(OR(Kat_2=0,EBF_2A<0.1),0,\nIF(AND(EBF_2>0.1,NOT(V_GT!$C$98=\"x\")),\nIFERROR(MAX((GT!$E$101+GT!$AF$178)/EBF_2*$O$14-IF(V_GT!$C$157=\"x\",V_GT!$K$157,V_GT!$BA$157)*V_GT!$AP$169/EBF_2A*$P$26,0),0),\nIFERROR(IF(V_GT!$C$98=\"x\",V_GT!$K$98,0)/EBF_2A*$P$26,0))*(\nIFERROR(V_GT!$AQ$102*IF(ISNUMBER(V_GT!$Q$108),V_GT!$Q$108,V_GT!$AG$108)/V_GT!$AJ$102,0)+\nIFERROR(V_GT!$AQ$104*IF(ISNUMBER(V_GT!$Q$110),V_GT!$Q$110,V_GT!$AG$110)/V_GT!$AJ$104,0)+\nIFERROR(V_GT!$CB$102*IF(ISNUMBER(V_GT!$BG$108),V_GT!$BG$108,0)/V_GT!$BV$102,0)+\nIFERROR(V_GT!$CB$104*IF(ISNUMBER(V_GT!$BG$110),V_GT!$BG$110,0)/V_GT!$BV$104,0)\n))","v":{"v":0,"d":"0.0"}},null,{"$f":"IF(OR(Kat_3=0,EBF_3A<0.1),0,\nIF(AND(EBF_3>0.1,NOT(V_GT!$C$114=\"x\")),\nIFERROR(MAX((GT!$E$119+GT!$AF$198)/EBF_3*$O$15-IF(V_GT!$C$177=\"x\",V_GT!$K$177,V_GT!$BA$177)*V_GT!$AP$189/EBF_3A*$P$27,0),0),\nIFERROR(IF(V_GT!$C$114=\"x\",V_GT!$K$114,0)/EBF_3A*$P$27,0))*(\nIFERROR(V_GT!$AQ$118*IF(ISNUMBER(V_GT!$Q$124),V_GT!$Q$124,V_GT!$AG$124)/V_GT!$AJ$118,0)+\nIFERROR(V_GT!$AQ$120*IF(ISNUMBER(V_GT!$Q$126),V_GT!$Q$126,V_GT!$AG$126)/V_GT!$AJ$120,0)+\nIFERROR(V_GT!$CB$118*IF(ISNUMBER(V_GT!$BG$124),V_GT!$BG$124,0)/V_GT!$BV$118,0)+\nIFERROR(V_GT!$CB$120*IF(ISNUMBER(V_GT!$BG$126),V_GT!$BG$126,0)/V_GT!$BV$120,0)\n))","v":{"v":0,"d":"0.0"}},null,{"$f":"Kat_3","v":{"v":0,"d":"0.0"}},{"$f":"V_GT!$AM$61*V_GT!$AJ$61+V_GT!$AM$63*V_GT!$AJ$63+V_GT!$AM$65*V_GT!$AJ$65\n+V_GT!$BX$61*V_GT!$BV$61+V_GT!$BX$63*V_GT!$BV$63+V_GT!$BX$65*V_GT!$BV$65","v":{"v":0,"d":"0.00"}},{"$f":"V_GT!$AM$181*V_GT!$AJ$181+V_GT!$AM$183*V_GT!$AJ$183+V_GT!$AM$185*V_GT!$AJ$185\n+V_GT!$BX$181*V_GT!$BV$181+V_GT!$BX$183*V_GT!$BV$183+V_GT!$BX$185*V_GT!$BV$185","v":{"v":0,"d":"0.00"}}]
[null,null,"EP,Wpa","[kWh/m²]","EP Warmwasser aus Prozess-Abw.",{"$f":"IF(EBF_totA<0.001,0,(H24*EBF_1A+J24*EBF_2A+L24*EBF_3A)/EBF_totA)","v":{"v":0,"d":"0.0"}},null,{"$f":"IF(OR(Kat_1=0,EBF_1A<0.1),0,\nIF(AND(EBF_1>0.1,NOT(V_GT!$C$82=\"x\"),$H$23<=0),\nIFERROR((GT!$E$83+GT!$AF$158)/EBF_1*$P$25,0),\nIFERROR(IF(V_GT!$C$137=\"x\",V_GT!$K$137,V_GT!$BA$137)*V_GT!$AP$149/EBF_1A*$P$25,0))*(\nIFERROR(V_GT!$AQ$141*IF(ISNUMBER(V_GT!$Q$149),V_GT!$Q$149,V_GT!$AG$149)/V_GT!$AJ$141,0)+\nIFERROR(V_GT!$AQ$143*IF(ISNUMBER(V_GT!$Q$151),V_GT!$Q$151,V_GT!$AG$151)/V_GT!$AJ$143,0)+\nIFERROR(V_GT!$AQ$145*IF(ISNUMBER(V_GT!$Q$153),V_GT!$Q$153,V_GT!$AG$153)/V_GT!$AJ$145,0)+\nIFERROR(V_GT!$CB$141*IF(ISNUMBER(V_GT!$BG$149),V_GT!$BG$149,0)/V_GT!$BV$141,0)+\nIFERROR(V_GT!$CB$143*IF(ISNUMBER(V_GT!$BG$151),V_GT!$BG$151,0)/V_GT!$BV$143,0)+\nIFERROR(V_GT!$CB$145*IF(ISNUMBER(V_GT!$BG$153),V_GT!$BG$153,0)/V_GT!$BV$145,0)\n))","v":{"v":0,"d":"0.0"}},null,{"$f":"IF(OR(Kat_2=0,EBF_2A<0.1),0,\nIF(AND(EBF_2>0.1,NOT(V_GT!$C$98=\"x\"),$J$23<=0),\nIFERROR((GT!$E$101+GT!$AF$178)/EBF_2*$P$26,0),\nIFERROR(IF(V_GT!$C$157=\"x\",V_GT!$K$157,V_GT!$BA$157)*V_GT!$AP$169/EBF_2A*$P$26,0))*(\nIFERROR(V_GT!$AQ$161*IF(ISNUMBER(V_GT!$Q$169),V_GT!$Q$169,V_GT!$AG$169)/V_GT!$AJ$161,0)+\nIFERROR(V_GT!$AQ$163*IF(ISNUMBER(V_GT!$Q$171),V_GT!$Q$171,V_GT!$AG$171)/V_GT!$AJ$163,0)+\nIFERROR(V_GT!$AQ$165*IF(ISNUMBER(V_GT!$Q$173),V_GT!$Q$173,V_GT!$AG$173)/V_GT!$AJ$165,0)+\nIFERROR(V_GT!$CB$161*IF(ISNUMBER(V_GT!$BG$169),V_GT!$BG$169,0)/V_GT!$BV$161,0)+\nIFERROR(V_GT!$CB$163*IF(ISNUMBER(V_GT!$BG$171),V_GT!$BG$171,0)/V_GT!$BV$163,0)+\nIFERROR(V_GT!$CB$165*IF(ISNUMBER(V_GT!$BG$173),V_GT!$BG$173,0)/V_GT!$BV$165,0)\n))","v":{"v":0,"d":"0.0"}},null,{"$f":"IF(OR(Kat_3=0,EBF_3A<0.1),0,\nIF(AND(EBF_3>0.1,NOT(V_GT!$C$114=\"x\"),$L$23<=0),\nIFERROR((GT!$E$119+GT!$AF$198)/EBF_3*$P$27,0),\nIFERROR(IF(V_GT!$C$177=\"x\",V_GT!$K$177,V_GT!$BA$177)*V_GT!$AP$189/EBF_3A*$P$27,0))*(\nIFERROR(V_GT!$AQ$181*IF(ISNUMBER(V_GT!$Q$189),V_GT!$Q$189,V_GT!$AG$189)/V_GT!$AJ$181,0)+\nIFERROR(V_GT!$AQ$183*IF(ISNUMBER(V_GT!$Q$191),V_GT!$Q$191,V_GT!$AG$191)/V_GT!$AJ$183,0)+\nIFERROR(V_GT!$AQ$185*IF(ISNUMBER(V_GT!$Q$193),V_GT!$Q$193,V_GT!$AG$193)/V_GT!$AJ$185,0)+\nIFERROR(V_GT!$CB$181*IF(ISNUMBER(V_GT!$BG$189),V_GT!$BG$189,0)/V_GT!$BV$181,0)+\nIFERROR(V_GT!$CB$183*IF(ISNUMBER(V_GT!$BG$191),V_GT!$BG$191,0)/V_GT!$BV$183,0)+\nIFERROR(V_GT!$CB$185*IF(ISNUMBER(V_GT!$BG$193),V_GT!$BG$193,0)/V_GT!$BV$185,0)\n))","v":{"v":0,"d":"0.0"}},null,null,"Var A WW","Var A Prozess WW"]
[null,null,"EP,el","[kWh/m²]","EP Elektrizität",{"v":0,"d":"0.0"},null,{"$f":"IF(OR(Kat_1=0,EBF_1A<0.1),0,V_GT!$K$376*\nIF(V_GT!$C$200=\"x\",IF(ISNUMBER(V_GT!$M$202),V_GT!$M$202,V_GT!$AG$202),IF(ISNUMBER(V_GT!$BG$202),V_GT!$BG$202,0))\n/EBF_1A)","v":{"v":0,"d":"0.0"}},null,{"$f":"IF(OR(Kat_2=0,EBF_2A<0.1),0,V_GT!$K$377*\nIF(V_GT!$C$204=\"x\",IF(ISNUMBER(V_GT!$M$206),V_GT!$M$206,V_GT!$AG$206),IF(ISNUMBER(V_GT!$BG$206),V_GT!$BG$206,0))\n/EBF_2A)","v":{"v":0,"d":"0.0"}},null,{"$f":"IF(OR(Kat_3=0,EBF_3A<0.1),0,V_GT!$K$378*\nIF(V_GT!$C$208=\"x\",IF(ISNUMBER(V_GT!$M$210),V_GT!$M$210,V_GT!$AG$210),IF(ISNUMBER(V_GT!$BG$210),V_GT!$BG$210,0))\n/EBF_3A)","v":{"v":0,"d":"0.0"}},null,{"$f":"Kat_1","v":{"v":0,"d":"0.0"}},{"$f":"V_GT!$AQ$86*V_GT!$AJ$86+V_GT!$AQ$88*V_GT!$AJ$88\n+V_GT!$CB$86*V_GT!$BV$86+V_GT!$CB$88*V_GT!$BV$88","v":{"v":0,"d":"0.00"}},{"$f":"V_GT!$AQ$141*V_GT!$AJ$141+V_GT!$AQ$143*V_GT!$AJ$143+V_GT!$AQ$145*V_GT!$AJ$145\n+V_GT!$CB$141*V_GT!$BV$141+V_GT!$CB$143*V_GT!$BV$143+V_GT!$CB$145*V_GT!$BV$145","v":{"v":0,"d":"0.00"}}]
[null,null,"EP,el,s","[kWh/m²]","EP PV",{"v":0,"d":"0.0"},null,{"$f":"IF(OR(Kat_1=0,EBF_1A<0.1),0,(\nIF(V_GT!$AV$399=\"x\",V_GT!$BA$399*IF(V_GT!$BZ$408<=0,0,V_GT!$BA$408/V_GT!$BZ$408)*(V_GT!$BI$405-V_GT!$BK$405),0)\n+IF(V_GT!$C$399=\"x\",V_GT!$K$399*IF(V_GT!$AI$408<=0,0,V_GT!$K$408/V_GT!$AI$408)*(IF(ISNUMBER(V_GT!$S$405),V_GT!$S$405,V_GT!$AG$399)-IF(ISNUMBER(V_GT!$U$405),V_GT!$U$405,V_GT!$AG$403)),0)\n)/EBF_1A)","v":{"v":0,"d":"0.0"}},null,{"$f":"IF(OR(Kat_2=0,EBF_2A<0.1),0,(\nIF(V_GT!$AV$399=\"x\",V_GT!$BA$399*IF(V_GT!$BZ$408<=0,0,V_GT!$BC$408/V_GT!$BZ$408)*(V_GT!$BI$405-V_GT!$BK$405),0)\n+IF(V_GT!$C$399=\"x\",V_GT!$K$399*IF(V_GT!$AI$408<=0,0,V_GT!$O$408/V_GT!$AI$408)*(IF(ISNUMBER(V_GT!$S$405),V_GT!$S$405,V_GT!$AG$399)-IF(ISNUMBER(V_GT!$U$405),V_GT!$U$405,V_GT!$AG$403)),0)\n)/EBF_2A)","v":{"v":0,"d":"0.0"}},null,{"$f":"IF(OR(Kat_3=0,EBF_3A<0.1),0,(\nIF(V_GT!$AV$399=\"x\",V_GT!$BA$399*IF(V_GT!$BZ$408<=0,0,V_GT!$BE$408/V_GT!$BZ$408)*(V_GT!$BI$405-V_GT!$BK$405),0)\n+IF(V_GT!$C$399=\"x\",V_GT!$K$399*IF(V_GT!$AI$408<=0,0,V_GT!$S$408/V_GT!$AI$408)*(IF(ISNUMBER(V_GT!$S$405),V_GT!$S$405,V_GT!$AG$399)-IF(ISNUMBER(V_GT!$U$405),V_GT!$U$405,V_GT!$AG$403)),0)\n)/EBF_3A)","v":{"v":0,"d":"0.0"}},null,{"$f":"Kat_2","v":{"v":0,"d":"0.0"}},{"$f":"V_GT!$AQ$102*V_GT!$AJ$102+V_GT!$AQ$104*V_GT!$AJ$104\n+V_GT!$CB$102*V_GT!$BV$102+V_GT!$CB$104*V_GT!$BV$104","v":{"v":0,"d":"0.00"}},{"$f":"V_GT!$AQ$161*V_GT!$AJ$161+V_GT!$AQ$163*V_GT!$AJ$163+V_GT!$AQ$165*V_GT!$AJ$165\n+V_GT!$CB$161*V_GT!$BV$161+V_GT!$CB$163*V_GT!$BV$163+V_GT!$CB$165*V_GT!$BV$165","v":{"v":0,"d":"0.00"}}]
[null,null,"EP,el,x","[kWh/m²]","EP weitere Eigenproduktion",{"v":0,"d":"0.0"},null,{"$f":"IF(OR(Kat_1=0,EBF_1A<0.1),0,(\nIF(V_GT!$AV$412=\"x\",V_GT!$BA$414*IF(V_GT!$BZ$429<=0,0,V_GT!$BA$429/V_GT!$BZ$429)*(V_GT!$BC$420-V_GT!$BE$420),0)\n+IF(V_GT!$C$412=\"x\",V_GT!$K$414*IF(V_GT!$AI$429<=0,0,V_GT!$K$429/V_GT!$AI$429)*(IF(ISNUMBER(V_GT!$M$420),V_GT!$M$420,V_GT!$AG$418)-IF(ISNUMBER(V_GT!$O$420),V_GT!$O$420,V_GT!$AG$422)),0)\n)/EBF_1A)","v":{"v":0,"d":"0.0"}},null,{"$f":"IF(OR(Kat_2=0,EBF_2A<0.1),0,(\nIF(V_GT!$AV$412=\"x\",V_GT!$BA$414*IF(V_GT!$BZ$429<=0,0,V_GT!$BC$429/V_GT!$BZ$429)*(V_GT!$BC$420-V_GT!$BE$420),0)\n+IF(V_GT!$C$412=\"x\",V_GT!$K$414*IF(V_GT!$AI$429<=0,0,V_GT!$O$429/V_GT!$AI$429)*(IF(ISNUMBER(V_GT!$M$420),V_GT!$M$420,V_GT!$AG$418)-IF(ISNUMBER(V_GT!$O$420),V_GT!$O$420,V_GT!$AG$422)),0)\n)/EBF_2A)","v":{"v":0,"d":"0.0"}},null,{"$f":"IF(OR(Kat_3=0,EBF_3A<0.1),0,(\nIF(V_GT!$AV$412=\"x\",V_GT!$BA$414*IF(V_GT!$BZ$429<=0,0,V_GT!$BE$429/V_GT!$BZ$429)*(V_GT!$BC$420-V_GT!$BE$420),0)\n+IF(V_GT!$C$412=\"x\",V_GT!$K$414*IF(V_GT!$AI$429<=0,0,V_GT!$S$429/V_GT!$AI$429)*(IF(ISNUMBER(V_GT!$M$420),V_GT!$M$420,V_GT!$AG$418)-IF(ISNUMBER(V_GT!$O$420),V_GT!$O$420,V_GT!$AG$422)),0)\n)/EBF_3A)","v":{"v":0,"d":"0.0"}},null,{"$f":"Kat_3","v":{"v":0,"d":"0.0"}},{"$f":"V_GT!$AQ$118*V_GT!$AJ$118+V_GT!$AQ$120*V_GT!$AJ$120\n+V_GT!$CB$118*V_GT!$BV$118+V_GT!$CB$120*V_GT!$BV$120","v":{"v":0,"d":"0.00"}},{"$f":"V_GT!$AQ$181*V_GT!$AJ$181+V_GT!$AQ$183*V_GT!$AJ$183+V_GT!$AQ$185*V_GT!$AJ$185\n+V_GT!$CB$181*V_GT!$BV$181+V_GT!$CB$183*V_GT!$BV$183+V_GT!$CB$185*V_GT!$BV$185","v":{"v":0,"d":"0.00"}}]
[null,null,"EP,ref","[kWh/m²]","Referenz EP",{"$f":"IF(EBF_totA<0.001,0,(H28*EBF_1A+J28*EBF_2A+L28*EBF_3A)/EBF_totA)","v":{"v":0,"d":"0.0"}},null,{"$f":"1.2*0.8*H13/(0.9*0.95)+IFERROR(_xlfn.XLOOKUP(GI!$C$77,Daten!$A$294:$A$305,Daten!$B$294:$B$305),0)","v":{"v":0,"d":"0.0"}},null,{"$f":"1.2*0.8*J13/(0.9*0.95)+IFERROR(_xlfn.XLOOKUP(GI!$E$77,Daten!$A$294:$A$305,Daten!$B$294:$B$305),0)","v":{"v":0,"d":"0.0"}},null,{"$f":"1.2*0.8*L13/(0.9*0.95)+IFERROR(_xlfn.XLOOKUP(GI!$G$77,Daten!$A$294:$A$305,Daten!$B$294:$B$305),0)","v":{"v":0,"d":"0.0"}}]
[null,null,"RP","[-]","Primärenergiekennwert",{"$f":"IFERROR(F20/F28,0)","v":{"v":0,"d":"0%"}}]
[null,null,"Klassierung Energieeffizienz",null,null,{"$f":"IF(F29=0,\"\",IF(F29>Daten!$B$290,Daten!$A$290,IF(F29>Daten!$B$289,Daten!$A$289,IF(F29>Daten!$B$288,Daten!$A$288,IF(F29>Daten!$B$287,Daten!$A$287,IF(F29>Daten!$B$286,Daten!$A$286,IF(F29>Daten!$B$285,Daten!$A$285,Daten!$A$284)))))))","v":""}]
[]
[null,"A.3 Treibhausgasemissionen"]
[]
[null,null,"MGHG","[kgCO2-eq/m²]","Treibhausgasemissionen",{"$f":"SUM(F35:G41)","v":{"v":0,"d":"0.0"}},null,{"$f":"SUM(H35:I41)","v":{"v":0,"d":"0.0"}},null,{"$f":"SUM(J35:K41)","v":{"v":0,"d":"0.0"}},null,{"$f":"SUM(L35:M41)","v":{"v":0,"d":"0.0"}}]
[null,null,"MGHG,H","[kgCO2-eq/m²]","MGHG Heizen",{"$f":"IF(EBF_totA<0.001,0,(H35*EBF_1A+J35*EBF_2A+L35*EBF_3A)/EBF_totA)","v":{"v":0,"d":"0.0"}},null,{"$f":"IF(OR(Kat_1=0,EBF_1A<0.1),0,\nIFERROR(IF(AND(EBF_1>0.1,NOT(V_GT!$C$17=\"x\")),\nMAX($H$14/Kat!$H$12*(GT!$E$14+GT!$AD$158)/EBF_1*$O$9-IFERROR(IF(V_GT!$C$137=\"x\",V_GT!$K$137,V_GT!$BA$137)*V_GT!$AL$149/EBF_1A*$P$21,0),0),\nIF(V_GT!$C$17=\"x\",V_GT!$K$17,0)/EBF_1A*$O$21),0)*(\nIFERROR(V_GT!$AM$21/V_GT!$AJ$21*IF(ISNUMBER(V_GT!$M$29),V_GT!$M$29,V_GT!$AF$29),0)+\nIFERROR(V_GT!$AM$23/V_GT!$AJ$23*IF(ISNUMBER(V_GT!$M$31),V_GT!$M$31,V_GT!$AF$31),0)+\nIFERROR(V_GT!$AM$25/V_GT!$AJ$25*IF(ISNUMBER(V_GT!$M$33),V_GT!$M$33,V_GT!$AF$33),0)+\nIFERROR(V_GT!$BX$21/V_GT!$BV$21*IF(ISNUMBER(V_GT!$BC$29),V_GT!$BC$29,0),0)+\nIFERROR(V_GT!$BX$23/V_GT!$BV$23*IF(ISNUMBER(V_GT!$BC$31),V_GT!$BC$31,0),0)+\nIFERROR(V_GT!$BX$25/V_GT!$BV$25*IF(ISNUMBER(V_GT!$BC$33),V_GT!$BC$33,0),0)\n))","v":{"v":0,"d":"0.0"}},null,{"$f":"IF(OR(Kat_2=0,EBF_2A<0.1),0,\nIFERROR(IF(AND(EBF_2>0.1,NOT(V_GT!$C$38=\"x\")),\nMAX($J$14/Kat!$J$12*(GT!$E$34+GT!$AD$178)/EBF_2*$O$10-IFERROR(IF(V_GT!$C$157=\"x\",V_GT!$K$157,V_GT!$BA$157)*V_GT!$AL$169/EBF_2A*$P$22,0),0),\nIF(V_GT!$C$38=\"x\",V_GT!$K$38,0)/EBF_2A*$O$22),0)*(\nIFERROR(V_GT!$AM$41/V_GT!$AJ$41*IF(ISNUMBER(V_GT!$M$49),V_GT!$M$49,V_GT!$AF$49),0)+\nIFERROR(V_GT!$AM$43/V_GT!$AJ$43*IF(ISNUMBER(V_GT!$M$49),V_GT!$M$49,V_GT!$AF$49),0)+\nIFERROR(V_GT!$AM$45/V_GT!$AJ$45*IF(ISNUMBER(V_GT!$M$53),V_GT!$M$53,V_GT!$AF$53),0)+\nIFERROR(V_GT!$BX$41/V_GT!$BV$41*IF(ISNUMBER(V_GT!$BC$49),V_GT!$BC$49,0),0)+\nIFERROR(V_GT!$BX$43/V_GT!$BV$43*IF(ISNUMBER(V_GT!$BC$51),V_GT!$BC$51,0),0)+\nIFERROR(V_GT!$BX$45/V_GT!$BV$45*IF(ISNUMBER(V_GT!$BC$53),V_GT!$BC$53,0),0)\n))","v":{"v":0,"d":"0.0"}},null,{"$f":"IF(OR(Kat_3=0,EBF_3A<0.1),0,\nIFERROR(IF(AND(EBF_3>0.1,NOT(V_GT!$C$58=\"x\")),\nMAX($L$14/Kat!$L$12*(GT!$E$54+GT!$AD$198)/EBF_3*$O$11-IFERROR(IF(V_GT!$C$177=\"x\",V_GT!$K$177,V_GT!$BA$177)*V_GT!$AL$189/EBF_3A*$P$23,0),0),\nIF(V_GT!$C$58=\"x\",V_GT!$K$58,0)/EBF_3A*$O$23),0)*(\nIFERROR(V_GT!$AM$61/V_GT!$AJ$61*IF(ISNUMBER(V_GT!$M$69),V_GT!$M$69,V_GT!$AF$69),0)+\nIFERROR(V_GT!$AM$63/V_GT!$AJ$63*IF(ISNUMBER(V_GT!$M$71),V_GT!$M$71,V_GT!$AF$71),0)+\nIFERROR(V_GT!$AM$65/V_GT!$AJ$65*IF(ISNUMBER(V_GT!$M$73),V_GT!$M$73,V_GT!$AF$73),0)+\nIFERROR(V_GT!$BX$61/V_GT!$BV$61*IF(ISNUMBER(V_GT!$BC$69),V_GT!$BC$69,0),0)+\nIFERROR(V_GT!$BX$63/V_GT!$BV$63*IF(ISNUMBER(V_GT!$BC$71),V_GT!$BC$71,0),0)+\nIFERROR(V_GT!$BX$65/V_GT!$BV$65*IF(ISNUMBER(V_GT!$BC$73),V_GT!$BC$73,0),0)\n))","v":{"v":0,"d":"0.0"}}]
[null,null,"MGHG,Hpa","[kgCO2-eq/m²]","MGHG Heizen aus Prozess-Abwärme",{"v":0,"d":"0.0"},null,{"$f":"IF(OR(Kat_1=0,EBF_1A<0.1),0,\nIF(AND(EBF_1>0.1,NOT(V_GT!$C$17=\"x\"),$H$21<=0),\nIFERROR($H$14/Kat!$H$12*(GT!$E$14+GT!$AD$158)/EBF_1*$P$21,0),\nIFERROR(IF(V_GT!$C$137=\"x\",V_GT!$K$137,IF(ISNUMBER(V_GT!$BA$137),V_GT!$BA$137,0)),0)*V_GT!$AL$149/EBF_1A*$P$21)*(\nIFERROR(V_GT!$AM$141/V_GT!$AJ$141*IF(ISNUMBER(V_GT!$M$149),V_GT!$M$149,V_GT!$AF$149),0)+\nIFERROR(V_GT!$AM$143/V_GT!$AJ$143*IF(ISNUMBER(V_GT!$M$151),V_GT!$M$151,V_GT!$AF$151),0)+\nIFERROR(V_GT!$AM$145/V_GT!$AJ$145*IF(ISNUMBER(V_GT!$M$153),V_GT!$M$153,V_GT!$AF$153),0)+\nIFERROR(V_GT!$BX$141/V_GT!$BV$141*IF(ISNUMBER(V_GT!$BC$149),V_GT!$BC$149,0),0)+\nIFERROR(V_GT!$BX$143/V_GT!$BV$143*IF(ISNUMBER(V_GT!$BC$151),V_GT!$BC$151,0),0)+\nIFERROR(V_GT!$BX$145/V_GT!$BV$145*IF(ISNUMBER(V_GT!$BC$153),V_GT!$BC$153,0),0)\n))","v":{"v":0,"d":"0.0"}},null,{"$f":"IF(OR(Kat_2=0,EBF_2A<0.1),0,\nIF(AND(EBF_2>0.1,NOT(V_GT!$C$38=\"x\"),$J$21<=0),\nIFERROR($J$14/Kat!$J$12*(GT!$E$34+GT!$AD$178)/EBF_2*$P$22,0),\nIFERROR(IF(V_GT!$C$157=\"x\",V_GT!$K$157,IF(ISNUMBER(V_GT!$BA$157),V_GT!$BA$157,0)),0)*V_GT!$AL$169/EBF_2A*$P$22)*(\nIFERROR(V_GT!$AM$161/V_GT!$AJ$161*IF(ISNUMBER(V_GT!$M$169),V_GT!$M$169,V_GT!$AF$169),0)+\nIFERROR(V_GT!$AM$163/V_GT!$AJ$163*IF(ISNUMBER(V_GT!$M$171),V_GT!$M$171,V_GT!$AF$171),0)+\nIFERROR(V_GT!$AM$165/V_GT!$AJ$165*IF(ISNUMBER(V_GT!$M$173),V_GT!$M$173,V_GT!$AF$173),0)+\nIFERROR(V_GT!$BX$161/V_GT!$BV$161*IF(ISNUMBER(V_GT!$BC$169),V_GT!$BC$169,0),0)+\nIFERROR(V_GT!$BX$163/V_GT!$BV$163*IF(ISNUMBER(V_GT!$BC$171),V_GT!$BC$171,0),0)+\nIFERROR(V_GT!$BX$165/V_GT!$BV$165*IF(ISNUMBER(V_GT!$BC$173),V_GT!$BC$173,0),0)\n))","v":{"v":0,"d":"0.0"}},null,{"$f":"IF(OR(Kat_3=0,EBF_3A<0.1),0,\nIF(AND(EBF_3>0.1,NOT(V_GT!$C$58=\"x\"),$L$21<=0),\nIFERROR($L$14/Kat!$L$12*(GT!$E$54+GT!$AD$198)/EBF_3*$P$23,0),\nIFERROR(IF(V_GT!$C$177=\"x\",V_GT!$K$177,IF(ISNUMBER(V_GT!$BA$177),V_GT!$BA$177,0)),0)*V_GT!$AL$189/EBF_3A*$P$23)*(\nIFERROR(V_GT!$AM$181/V_GT!$AJ$181*IF(ISNUMBER(V_GT!$M$189),V_GT!$M$189,V_GT!$AF$189),0)+\nIFERROR(V_GT!$AM$183/V_GT!$AJ$183*IF(ISNUMBER(V_GT!$M$191),V_GT!$M$191,V_GT!$AF$191),0)+\nIFERROR(V_GT!$AM$185/V_GT!$AJ$185*IF(ISNUMBER(V_GT!$M$193),V_GT!$M$193,V_GT!$AF$193),0)+\nIFERROR(V_GT!$BX$181/V_GT!$BV$181*IF(ISNUMBER(V_GT!$BC$189),V_GT!$BC$189,0),0)+\nIFERROR(V_GT!$BX$183/V_GT!$BV$183*IF(ISNUMBER(V_GT!$BC$191),V_GT!$BC$191,0),0)+\nIFERROR(V_GT!$BX$185/V_GT!$BV$185*IF(ISNUMBER(V_GT!$BC$193),V_GT!$BC$193,0),0)\n))","v":{"v":0,"d":"0.0"}}]
[null,null,"MGHG,W","[kgCO2-eq/m²]","MGHG Warmwasser",{"v":0,"d":"0.0"},null,{"$f":"IF(OR(Kat_1=0,EBF_1A<0.1),0,\nIF(AND(EBF_1>0.1,NOT(V_GT!$C$82=\"x\")),\nIFERROR(MAX((GT!$E$83+GT!$AF$158)/EBF_1*$O$13-IF(V_GT!$C$137=\"x\",V_GT!$K$137,V_GT!$BA$137)*V_GT!$AP$149/EBF_1A*$P$25,0),0),\nIFERROR(IF(V_GT!$C$82=\"x\",V_GT!$K$82,0)/EBF_1A*$P$25,0))*(\nIFERROR(V_GT!$AQ$86/V_GT!$AJ$86*IF(ISNUMBER(V_GT!$M$92),V_GT!$M$92,V_GT!$AF$92),0)+\nIFERROR(V_GT!$AQ$88/V_GT!$AJ$88*IF(ISNUMBER(V_GT!$M$94),V_GT!$M$94,V_GT!$AF$94),0)+\nIFERROR(V_GT!$CB$86/V_GT!$BV$86*IF(ISNUMBER(V_GT!$BC$92),V_GT!$BC$92,0),0)+\nIFERROR(V_GT!$CB$88/V_GT!$BV$88*IF(ISNUMBER(V_GT!$BC$94),V_GT!$BC$94,0),0)\n))","v":{"v":0,"d":"0.0"}},null,{"$f":"IF(OR(Kat_2=0,EBF_2A<0.1),0,\nIF(AND(EBF_2>0.1,NOT(V_GT!$C$98=\"x\")),\nIFERROR(MAX((GT!$E$101+GT!$AF$178)/EBF_2*$O$14-IF(V_GT!$C$157=\"x\",V_GT!$K$157,V_GT!$BA$157)*V_GT!$AP$169/EBF_2A*$P$26,0),0),\nIFERROR(IF(V_GT!$C$98=\"x\",V_GT!$K$98,0)/EBF_2A*$P$26,0))*(\nIFERROR(V_GT!$AQ$102/V_GT!$AJ$102*IF(ISNUMBER(V_GT!$M$108),V_GT!$M$108,V_GT!$AF$108),0)+\nIFERROR(V_GT!$AQ$104/V_GT!$AJ$104*IF(ISNUMBER(V_GT!$M$110),V_GT!$M$110,V_GT!$AF$110),0)+\nIFERROR(V_GT!$CB$102/V_GT!$BV$102*IF(ISNUMBER(V_GT!$BC$108),V_GT!$BC$108,0),0)+\nIFERROR(V_GT!$CB$104/V_GT!$BV$104*IF(ISNUMBER(V_GT!$BC$110),V_GT!$BC$110,0),0)\n))","v":{"v":0,"d":"0.0"}},null,{"$f":"IF(OR(Kat_3=0,EBF_3A<0.1),0,\nIF(AND(EBF_3>0.1,NOT(V_GT!$C$114=\"x\")),\nIFERROR(MAX((GT!$E$119+GT!$AF$198)/EBF_3*$O$15-IF(V_GT!$C$177=\"x\",V_GT!$K$177,V_GT!$BA$177)*V_GT!$AP$189/EBF_3A*$P$27,0),0),\nIFERROR(IF(V_GT!$C$114=\"x\",V_GT!$K$114,0)/EBF_3A*$P$27,0))*(\nIFERROR(V_GT!$AQ$118/V_GT!$AJ$118*IF(ISNUMBER(V_GT!$M$124),V_GT!$M$124,V_GT!$AF$124),0)+\nIFERROR(V_GT!$AQ$120/V_GT!$AJ$120*IF(ISNUMBER(V_GT!$M$126),V_GT!$M$126,V_GT!$AF$126),0)+\nIFERROR(V_GT!$CB$118/V_GT!$BV$118*IF(ISNUMBER(V_GT!$BC$124),V_GT!$BC$124,0),0)+\nIFERROR(V_GT!$CB$120/V_GT!$BV$120*IF(ISNUMBER(V_GT!$BC$126),V_GT!$BC$126,0),0)\n))","v":{"v":0,"d":"0.0"}}]
[null,null,"MGHG,Wpa","[kgCO2-eq/m²]","MGHG Warmwasser aus Prozess-Abw.",{"$f":"IF(EBF_totA<0.001,0,(H38*EBF_1A+J38*EBF_2A+L38*EBF_3A)/EBF_totA)","v":{"v":0,"d":"0.0"}},null,{"$f":"IF(OR(Kat_1=0,EBF_1A<0.1),0,\nIF(AND(EBF_1>0.1,NOT(V_GT!$C$82=\"x\"),$H$23<=0),\nIFERROR((GT!$E$83+GT!$AF$158)/EBF_1*$P$25,0),\nIFERROR(IF(V_GT!$C$137=\"x\",V_GT!$K$137,V_GT!$BA$137)*V_GT!$AP$149/EBF_1A*$P$25,0))*(\nIFERROR(V_GT!$AQ$141/V_GT!$AJ$141*IF(ISNUMBER(V_GT!$M$149),V_GT!$M$149,V_GT!$AF$149),0)+\nIFERROR(V_GT!$AQ$143/V_GT!$AJ$143*IF(ISNUMBER(V_GT!$M$151),V_GT!$M$151,V_GT!$AF$151),0)+\nIFERROR(V_GT!$AQ$145/V_GT!$AJ$145*IF(ISNUMBER(V_GT!$M$153),V_GT!$M$153,V_GT!$AF$153),0)+\nIFERROR(V_GT!$CB$141/V_GT!$BV$141*IF(ISNUMBER(V_GT!$BC$149),V_GT!$BC$149,0),0)+\nIFERROR(V_GT!$CB$143/V_GT!$BV$143*IF(ISNUMBER(V_GT!$BC$151),V_GT!$BC$151,0),0)+\nIFERROR(V_GT!$CB$145/V_GT!$BV$145*IF(ISNUMBER(V_GT!$BC$153),V_GT!$BC$153,0),0)\n))","v":{"v":0,"d":"0.0"}},null,{"$f":"IF(OR(Kat_2=0,EBF_2A<0.1),0,\nIF(AND(EBF_2>0.1,NOT(V_GT!$C$98=\"x\"),$J$23<=0),\nIFERROR((GT!$E$101+GT!$AF$178)/EBF_2*$P$26,0),\nIFERROR(IF(V_GT!$C$157=\"x\",V_GT!$K$157,V_GT!$BA$157)*V_GT!$AP$169/EBF_2A*$P$26,0))*(\nIFERROR(V_GT!$AQ$161/V_GT!$AJ$161*IF(ISNUMBER(V_GT!$M$169),V_GT!$M$169,V_GT!$AF$169),0)+\nIFERROR(V_GT!$AQ$163/V_GT!$AJ$163*IF(ISNUMBER(V_GT!$M$171),V_GT!$M$171,V_GT!$AF$171),0)+\nIFERROR(V_GT!$AQ$165/V_GT!$AJ$165*IF(ISNUMBER(V_GT!$M$173),V_GT!$M$173,V_GT!$AF$173),0)+\nIFERROR(V_GT!$CB$161/V_GT!$BV$161*IF(ISNUMBER(V_GT!$BC$169),V_GT!$BC$169,0),0)+\nIFERROR(V_GT!$CB$163/V_GT!$BV$163*IF(ISNUMBER(V_GT!$BC$171),V_GT!$BC$171,0),0)+\nIFERROR(V_GT!$CB$165/V_GT!$BV$165*IF(ISNUMBER(V_GT!$BC$173),V_GT!$BC$173,0),0)\n))","v":{"v":0,"d":"0.0"}},null,{"$f":"IF(OR(Kat_3=0,EBF_3A<0.1),0,\nIF(AND(EBF_3>0.1,NOT(V_GT!$C$114=\"x\"),$L$23<=0),\nIFERROR((GT!$E$119+GT!$AF$198)/EBF_3*$P$27,0),\nIFERROR(IF(V_GT!$C$177=\"x\",V_GT!$K$177,V_GT!$BA$177)*V_GT!$AP$189/EBF_3A*$P$27,0))*(\nIFERROR(V_GT!$AQ$181/V_GT!$AJ$181*IF(ISNUMBER(V_GT!$M$189),V_GT!$M$189,V_GT!$AF$189),0)+\nIFERROR(V_GT!$AQ$183/V_GT!$AJ$183*IF(ISNUMBER(V_GT!$M$191),V_GT!$M$191,V_GT!$AF$191),0)+\nIFERROR(V_GT!$AQ$185/V_GT!$AJ$185*IF(ISNUMBER(V_GT!$M$193),V_GT!$M$193,V_GT!$AF$193),0)+\nIFERROR(V_GT!$CB$181/V_GT!$BV$181*IF(ISNUMBER(V_GT!$BC$189),V_GT!$BC$189,0),0)+\nIFERROR(V_GT!$CB$183/V_GT!$BV$183*IF(ISNUMBER(V_GT!$BC$191),V_GT!$BC$191,0),0)+\nIFERROR(V_GT!$CB$185/V_GT!$BV$185*IF(ISNUMBER(V_GT!$BC$193),V_GT!$BC$193,0),0)\n))","v":{"v":0,"d":"0.0"}}]
[null,null,"MGHG,el","[kgCO2-eq/m²]","MGHG Elektrizität",{"v":0,"d":"0.0"},null,{"$f":"IF(OR(Kat_1=0,EBF_1A<0.1),0,V_GT!$K$376*\nIF(V_GT!$C$200=\"x\",IF(ISNUMBER(V_GT!$M$200),V_GT!$M$200,V_GT!$AG$200),IF(ISNUMBER(V_GT!$BG$200),V_GT!$BG$200,0))\n/EBF_1A)","v":{"v":0,"d":"0.0"}},null,{"$f":"IF(OR(Kat_2=0,EBF_2A<0.1),0,V_GT!$K$377*\nIF(V_GT!$C$204=\"x\",IF(ISNUMBER(V_GT!$M$204),V_GT!$M$204,V_GT!$AG$204),IF(ISNUMBER(V_GT!$BG$204),V_GT!$BG$204,0))\n/EBF_2A)","v":{"v":0,"d":"0.0"}},null,{"$f":"IF(OR(Kat_3=0,EBF_3A<0.1),0,V_GT!$K$378*\nIF(V_GT!$C$208=\"x\",IF(ISNUMBER(V_GT!$M$208),V_GT!$M$208,V_GT!$AG$208),IF(ISNUMBER(V_GT!$BG$208),V_GT!$BG$208,0))\n/EBF_3A)","v":{"v":0,"d":"0.0"}}]
[null,null,"MGHG,el,s","[kgCO2-eq/m²]","MGHG PV",{"v":0,"d":"0.0"},null,{"$f":"IF(OR(Kat_1=0,EBF_1A<0.1),0,(\nIF(V_GT!$AV$399=\"x\",V_GT!$BA$399*IF(V_GT!$BZ$408<=0,0,V_GT!$BA$408/V_GT!$BZ$408)*(V_GT!$BI$403-V_GT!$BK$403),0)\n+IF(V_GT!$C$399=\"x\",V_GT!$K$399*IF(V_GT!$AI$408<=0,0,V_GT!$K$408/V_GT!$AI$408)*(IF(ISNUMBER(V_GT!$S$403),V_GT!$S$403,V_GT!$AF$399)-IF(ISNUMBER(V_GT!$U$403),V_GT!$U$403,V_GT!$AF$403)),0)\n)/EBF_1A)","v":{"v":0,"d":"0.0"}},null,{"$f":"IF(OR(Kat_2=0,EBF_2A<0.1),0,(\nIF(V_GT!$AV$399=\"x\",V_GT!$BA$399*IF(V_GT!$BZ$408<=0,0,V_GT!$BC$408/V_GT!$BZ$408)*(V_GT!$BI$403-V_GT!$BK$403),0)\n+IF(V_GT!$C$399=\"x\",V_GT!$K$399*IF(V_GT!$AI$408<=0,0,V_GT!$O$408/V_GT!$AI$408)*(IF(ISNUMBER(V_GT!$S$403),V_GT!$S$403,V_GT!$AF$399)-IF(ISNUMBER(V_GT!$U$403),V_GT!$U$403,V_GT!$AF$403)),0)\n)/EBF_2A)","v":{"v":0,"d":"0.0"}},null,{"$f":"IF(OR(Kat_3=0,EBF_3A<0.1),0,(\nIF(V_GT!$AV$399=\"x\",V_GT!$BA$399*IF(V_GT!$BZ$408<=0,0,V_GT!$BE$408/V_GT!$BZ$408)*(V_GT!$BI$403-V_GT!$BK$403),0)\n+IF(V_GT!$C$399=\"x\",V_GT!$K$399*IF(V_GT!$AI$408<=0,0,V_GT!$S$408/V_GT!$AI$408)*(IF(ISNUMBER(V_GT!$S$403),V_GT!$S$403,V_GT!$AF$399)-IF(ISNUMBER(V_GT!$U$403),V_GT!$U$403,V_GT!$AF$403)),0)\n)/EBF_3A)","v":{"v":0,"d":"0.0"}}]
[null,null,"MGHG,el,x","[kgCO2-eq/m²]","MGHG weitere Eigenproduktion",{"v":0,"d":"0.0"},null,{"$f":"IF(OR(Kat_1=0,EBF_1A<0.1),0,(\nIF(V_GT!$AV$412=\"x\",V_GT!$BA$414*IF(V_GT!$BZ$429<=0,0,V_GT!$BA$429/V_GT!$BZ$429)*(V_GT!$BC$418-V_GT!$BE$418),0)\n+IF(V_GT!$C$412=\"x\",V_GT!$K$414*IF(V_GT!$AI$429<=0,0,V_GT!$K$429/V_GT!$AI$429)*(IF(ISNUMBER(V_GT!$M$418),V_GT!$M$418,V_GT!$AF$418)-IF(ISNUMBER(V_GT!$O$418),V_GT!$O$418,V_GT!$AF$422)),0)\n)/EBF_1A)","v":{"v":0,"d":"0.0"}},null,{"$f":"IF(OR(Kat_2=0,EBF_2A<0.1),0,(\nIF(V_GT!$AV$412=\"x\",V_GT!$BA$414*IF(V_GT!$BZ$429<=0,0,V_GT!$BC$429/V_GT!$BZ$429)*(V_GT!$BC$418-V_GT!$BE$418),0)\n+IF(V_GT!$C$412=\"x\",V_GT!$K$414*IF(V_GT!$AI$429<=0,0,V_GT!$O$429/V_GT!$AI$429)*(IF(ISNUMBER(V_GT!$M$418),V_GT!$M$418,V_GT!$AF$418)-IF(ISNUMBER(V_GT!$O$418),V_GT!$O$418,V_GT!$AF$422)),0)\n)/EBF_2A)","v":{"v":0,"d":"0.0"}},null,{"$f":"IF(OR(Kat_3=0,EBF_3A<0.1),0,(\nIF(V_GT!$AV$412=\"x\",V_GT!$BA$414*IF(V_GT!$BZ$429<=0,0,V_GT!$BE$429/V_GT!$BZ$429)*(V_GT!$BC$418-V_GT!$BE$418),0)\n+IF(V_GT!$C$412=\"x\",V_GT!$K$414*IF(V_GT!$AI$429<=0,0,V_GT!$S$429/V_GT!$AI$429)*(IF(ISNUMBER(V_GT!$M$418),V_GT!$M$418,V_GT!$AF$418)-IF(ISNUMBER(V_GT!$O$418),V_GT!$O$418,V_GT!$AF$422)),0)\n)/EBF_3A)","v":{"v":0,"d":"0.0"}}]
[null,null,"MGHG,ref","[kWh/m²]","Referenz Emissions-Kennzahl",{"$f":"F28*$F43","v":{"v":0,"d":"0.0"}},null,{"$f":"H28*$F43","v":{"v":0,"d":"0.0"}},null,{"$f":"J28*$F43","v":{"v":0,"d":"0.0"}},null,{"$f":"L28*$F43","v":{"v":0,"d":"0.0"}}]
[null,null,"kGHG,ref","[kgCO2-eq/kWh]","Standard Treibhausgas-Kennzahl",0.045]
[null,null,"RGHG","[-]","Treibhausgasemissions-Kennwert",{"$f":"IFERROR(F34/F42,0)","v":{"v":0,"d":"0%"}}]
[null,null,"Klassierung Treibhausgasemissionen",null,null,{"$f":"IF(F44=0,\"\",IF(F44>Daten!$B$290,Daten!$A$290,IF(F44>Daten!$B$289,Daten!$A$289,IF(F44>Daten!$B$288,Daten!$A$288,IF(F44>Daten!$B$287,Daten!$A$287,IF(F44>Daten!$B$286,Daten!$A$286,IF(F44>Daten!$B$285,Daten!$A$285,Daten!$A$284)))))))","v":""}]
[]
[]
[null,"Variante B",{"$nulls":15},"Kommentare:"]
[]
[null,"B.1 Gebäudehülleneffizienz",{"$nulls":12},"IST (overall Heizen)"]
[]
[null,null,"QH,li0","[kWh/m²]","Grenzwert Basis",{"$f":"(EBF_1B*H52+EBF_2B*J52+EBF_3B*L52)/EBF_totB","v":{"v":0,"d":"0.0"}},null,{"$f":"GI!$C$91*IF(GI!$C$55=\"\",0,_xlfn.XLOOKUP(GI!$C$55,Daten!$A$30:$A$31,Daten!$B$30:$B$31,0))","v":{"v":0,"d":"0.0"}},null,{"$f":"GI!$E$91*IF(GI!$C$55=\"\",0,_xlfn.XLOOKUP(GI!$C$55,Daten!$A$30:$A$31,Daten!$B$30:$B$31,0))","v":{"v":0,"d":"0.0"}},null,{"$f":"GI!$G$91*IF(GI!$C$55=\"\",0,_xlfn.XLOOKUP(GI!$C$55,Daten!$A$30:$A$31,Daten!$B$30:$B$31,0))","v":{"v":0,"d":"0.0"}},null,{"$f":"Kat_1","v":{"v":0,"d":"0.0"}},{"$f":"IFERROR((GT!$E$14*(IFERROR(GT!$E$18*GT!$AI$18,0)+IFERROR(GT!$E$20*GT!$AI$20,0)+IFERROR(GT!$E$22*GT!$AI$22,0))\n+GT!$E$148*(IFERROR(GT!$E$152*GT!$AI$152*GT!$O$152,0)+IFERROR(GT!$E$154*GT!$AI$154*GT!$O$154,0)+IFERROR(GT!$E$156*GT!$AI$156*GT!$O$156,0)))\n/(GT!$E$14+GT!$E$148*SUM(GT!$O$152:$O$156)),0)","v":{"v":0,"d":"0.00"}}]
[null,null,"∆QH,li","[kWh/m²]","Grenzwert Steigung",{"$f":"(EBF_1B*H53+EBF_2B*J53+EBF_3B*L53)/EBF_totB","v":{"v":0,"d":"0.0"}},null,{"$f":"GI!$C$92*IF(GI!$C$55=\"\",0,_xlfn.XLOOKUP(GI!$C$55,Daten!$A$30:$A$31,Daten!$B$30:$B$31,0))","v":{"v":0,"d":"0.0"}},null,{"$f":"GI!$E$92*IF(GI!$C$55=\"\",0,_xlfn.XLOOKUP(GI!$C$55,Daten!$A$30:$A$31,Daten!$B$30:$B$31,0))","v":{"v":0,"d":"0.0"}},null,{"$f":"GI!$G$92*IF(GI!$C$55=\"\",0,_xlfn.XLOOKUP(GI!$C$55,Daten!$A$30:$A$31,Daten!$B$30:$B$31,0))","v":{"v":0,"d":"0.0"}},null,{"$f":"Kat_2","v":{"v":0,"d":"0.0"}},{"$f":"IFERROR((GT!$E$34*(IFERROR(GT!$E$38*GT!$AI$38,0)+IFERROR(GT!$E$40*GT!$AI$40,0)+IFERROR(GT!$E$42*GT!$AI$42,0))\n+GT!$E$168*(IFERROR(GT!$E$172*GT!$AI$172*GT!$O$172,0)+IFERROR(GT!$E$174*GT!$AI$174*GT!$O$174,0)+IFERROR(GT!$E$176*GT!$AI$176*GT!$O$176,0)))\n/(GT!$E$34+GT!$E$168*SUM(GT!$O$172:$O$176)),0)","v":{"v":0,"d":"0.00"}}]
[null,null,"fcor","[-]","Temperaturkorrektur",{"$f":"1+((9.4-Daten!$BW$75)*0.06)","v":1.564},{"$nulls":7},{"$f":"Kat_3","v":{"v":0,"d":"0.0"}},{"$f":"IFERROR((GT!$E$54*(IFERROR(GT!$E$58*GT!$AI$58,0)+IFERROR(GT!$E$60*GT!$AI$60,0)+IFERROR(GT!$E$62*GT!$AI$62,0))\n+GT!$E$188*(IFERROR(GT!$E$192*GT!$AI$192*GT!$O$192,0)+IFERROR(GT!$E$194*GT!$AI$194*GT!$O$194,0)+IFERROR(GT!$E$196*GT!$AI$196*GT!$O$196,0)))\n/(GT!$E$54+GT!$E$188*SUM(GT!$O$192:$O$196)),0)","v":{"v":0,"d":"0.00"}}]
[null,null,"Ath","[m²]","therm. Gebäudehüllfläche",{"$f":"SUM(H55:M55)","v":0},null,{"$f":"SUMIFS(GH!$E$10:$E$149,GH!$D$10:$D$149,Kat_1,V_GH!$L$10:$L$149,\"x\")\n+SUMIFS(GH!$E$184:$E$207,GH!$D$184:$D$207,Kat_1,V_GH!$L$184:$L$207,\"x\")\n+SUMIFS(M_GH!$E$11:$E$150,M_GH!$D$11:$D$150,Kat_1,V_GH!$AH$10:$AH$149,\"x\")\n+SUMIFS(M_GH!$E$185:$E$208,M_GH!$D$185:$D$208,Kat_1,V_GH!$AH$184:$AH$207,\"x\")","v":0},null,{"$f":"SUMIFS(GH!$E$10:$E$149,GH!$D$10:$D$149,Kat_2,V_GH!$L$10:$L$149,\"x\")\n+SUMIFS(GH!$E$184:$E$207,GH!$D$184:$D$207,Kat_2,V_GH!$L$184:$L$207,\"x\")\n+SUMIFS(M_GH!$E$11:$E$150,M_GH!$D$11:$D$150,Kat_2,V_GH!$AH$10:$AH$149,\"x\")\n+SUMIFS(M_GH!$E$185:$E$208,M_GH!$D$185:$D$208,Kat_2,V_GH!$AH$184:$AH$207,\"x\")","v":0},null,{"$f":"SUMIFS(GH!$E$10:$E$149,GH!$D$10:$D$149,Kat_3,V_GH!$L$10:$L$149,\"x\")\n+SUMIFS(GH!$E$184:$E$207,GH!$D$184:$D$207,Kat_3,V_GH!$L$184:$L$207,\"x\")\n+SUMIFS(M_GH!$E$11:$E$150,M_GH!$D$11:$D$150,Kat_3,V_GH!$AH$10:$AH$149,\"x\")\n+SUMIFS(M_GH!$E$185:$E$208,M_GH!$D$185:$D$208,Kat_3,V_GH!$AH$184:$AH$207,\"x\")","v":0},null,null,"IST (overall WW)"]
[null,null,"QH,li","[kWh/m²]","Grenzwert",{"$f":"(F52+F53*F55/EBF_totB)*F54","v":{"v":0,"d":"0.0"}},null,{"$f":"(H52+H53*IF(EBF_1B>0.1,H55/EBF_1B,0))*F54","v":{"v":0,"d":"0.0"}},null,{"$f":"(J52+J53*IF(EBF_2B>0.1,J55/EBF_2B,0))*F54","v":{"v":0,"d":"0.0"}},null,{"$f":"(L52+L53*IF(EBF_3B>0.1,L55/EBF_3B,0))*F54","v":{"v":0,"d":"0.0"}},null,{"$f":"Kat_1","v":{"v":0,"d":"0.0"}},{"$f":"IFERROR((GT!$E$83*(IFERROR(GT!$E$89*GT!$AI$89,0)+IFERROR(GT!$E$91*GT!$AI$91,0))\n+GT!$E$148*(IFERROR(GT!$E$152*GT!$AI$152*GT!$Q$152,0)+IFERROR(GT!$E$154*GT!$AI$154*GT!$Q$154,0)+IFERROR(GT!$E$156*GT!$AI$156*GT!$Q$156,0)))\n/(GT!$E$83+GT!$E$148*SUM(GT!$Q$152:$Q$156)),0)","v":{"v":0,"d":"0.00"}}]
[null,null,"QH","[kWh/m²]","Heizwärmebedarf",{"$f":"V_QH!F203","v":{"v":0,"d":"0.00"}},null,{"$f":"V_QH!F188","v":{"v":0,"d":"0.00"}},null,{"$f":"V_QH!F193","v":{"v":0,"d":"0.00"}},null,{"$f":"V_QH!F198","v":{"v":0,"d":"0.00"}},null,{"$f":"Kat_2","v":{"v":0,"d":"0.0"}},{"$f":"IFERROR((GT!$E$101*(IFERROR(GT!$E$107*GT!$AI$107,0)+IFERROR(GT!$E$109*GT!$AI$109,0))\n+GT!$E$168*(IFERROR(GT!$E$172*GT!$AI$172*GT!$Q$172,0)+IFERROR(GT!$E$174*GT!$AI$174*GT!$Q$174,0)+IFERROR(GT!$E$176*GT!$AI$176*GT!$Q$176,0)))\n/(GT!$E$101+GT!$E$168*SUM(GT!$Q$172:$Q$176)),0)","v":{"v":0,"d":"0.00"}}]
[null,null,"RH","[-]","Heizwärmebedarfskennwert",{"$f":"IFERROR(F57/F56,0)","v":{"v":0,"d":"0%"}},{"$nulls":7},{"$f":"Kat_3","v":{"v":0,"d":"0.0"}},{"$f":"IFERROR((GT!$E$119*(IFERROR(GT!$E$125*GT!$AI$125,0)+IFERROR(GT!$E$127*GT!$AI$127,0))\n+GT!$E$188*(IFERROR(GT!$E$192*GT!$AI$192*GT!$Q$192,0)+IFERROR(GT!$E$194*GT!$AI$194*GT!$Q$194,0)+IFERROR(GT!$E$196*GT!$AI$196*GT!$Q$196,0)))\n/(GT!$E$119+GT!$E$188*SUM(GT!$Q$192:$Q$196)),0)","v":{"v":0,"d":"0.00"}}]
[null,null,"Klassierung Gebäudehülleneffizienz",null,null,{"$f":"IF(F58=0,\"\",IF(F58>Daten!$B$290,Daten!$A$290,IF(F58>Daten!$B$289,Daten!$A$289,IF(F58>Daten!$B$288,Daten!$A$288,IF(F58>Daten!$B$287,Daten!$A$287,IF(F58>Daten!$B$286,Daten!$A$286,IF(F58>Daten!$B$285,Daten!$A$285,Daten!$A$284)))))))","v":""}]
[]
[null,"B.2 Gesamtenergieeffizienz",{"$nulls":11},"Berechnung: Verhältnis Qhvar zu Qhist wird mit gemessenem Verbrauch multipliziert (ergibt verbesserten Verbrauch, falls Verbesserung in Gebäudehülle). Nun wird der durch die Prozess-Abwärme nutzbare Verbrauch abgezogen, der nach wei vor gleich bleibt (die aktivierten in den Varianten). Dieser Rest-Verbrauch wird dann mit den jeweiligen Prozentsätzen der Energieträger multipliziert. ","."]
[]
[null,null,"EP","[kWh/m²]","Primärenergie-Kennzahl",{"$f":"SUM(F64:G70)","v":{"v":0,"d":"0.0"}},null,{"$f":"SUM(H64:I70)","v":{"v":0,"d":"0.0"}},null,{"$f":"SUM(J64:K70)","v":{"v":0,"d":"0.0"}},null,{"$f":"SUM(L64:M70)","v":{"v":0,"d":"0.0"}},null,null,"Var B Wärme","Var B Prozess Wärme"]
[null,null,"EP,H","[kWh/m²]","EP Heizen",{"$f":"IF(EBF_totB<0.001,0,(H64*EBF_1B+J64*EBF_2B+L64*EBF_3B)/EBF_totB)","v":{"v":0,"d":"0.0"}},null,{"$f":"IF(OR(Kat_1=0,EBF_1B<0.1),0,\nIFERROR(IF(AND(EBF_1>0.1,NOT(V_GT!$E$17=\"x\")),\nMAX($H$57/Kat!$H$12*(GT!$E$14+GT!$AD$158)/EBF_1*$O$9-IFERROR(IF(V_GT!$E$137=\"x\",V_GT!$K$137,V_GT!$BA$137)*V_GT!$AL$151/EBF_1B*$P$64,0),0),\nIF(V_GT!$E$17=\"x\",V_GT!$K$17,0)/EBF_1B*$O$64),0)*(\nIFERROR(V_GT!$AN$21*IF(ISNUMBER(V_GT!$Q$29),V_GT!$Q$29,V_GT!$AG$29)/V_GT!$AJ$21,0)+\nIFERROR(V_GT!$AN$23*IF(ISNUMBER(V_GT!$Q$31),V_GT!$Q$31,V_GT!$AG$31)/V_GT!$AJ$23,0)+\nIFERROR(V_GT!$AN$25*IF(ISNUMBER(V_GT!$Q$33),V_GT!$Q$33,V_GT!$AG$33)/V_GT!$AJ$25,0)+\nIFERROR(V_GT!$BY$21*IF(ISNUMBER(V_GT!$BG$29),V_GT!$BG$29,0)/V_GT!$BV$21,0)+\nIFERROR(V_GT!$BY$23*IF(ISNUMBER(V_GT!$BG$31),V_GT!$BG$31,0)/V_GT!$BV$23,0)+\nIFERROR(V_GT!$BY$25*IF(ISNUMBER(V_GT!$BG$33),V_GT!$BG$33,0)/V_GT!$BV$25,0)\n))","v":{"v":0,"d":"0.0"}},null,{"$f":"IF(OR(Kat_2=0,EBF_2B<0.1),0,\nIFERROR(IF(AND(EBF_2>0.1,NOT(V_GT!$E$38=\"x\")),\nMAX($J$57/Kat!$J$12*(GT!$E$34+GT!$AD$178)/EBF_2*$O$10-IFERROR(IF(V_GT!$E$157=\"x\",V_GT!$K$157,V_GT!$BA$157)*V_GT!$AL$171/EBF_2B*$P$65,0),0),\nIF(V_GT!$E$38=\"x\",V_GT!$K$38,0)/EBF_2B*$O$65),0)*(\nIFERROR(V_GT!$AN$41*IF(ISNUMBER(V_GT!$Q$49),V_GT!$Q$49,V_GT!$AG$49)/V_GT!$AJ$41,0)+\nIFERROR(V_GT!$AN$43*IF(ISNUMBER(V_GT!$Q$51),V_GT!$Q$51,V_GT!$AG$51)/V_GT!$AJ$43,0)+\nIFERROR(V_GT!$AN$45*IF(ISNUMBER(V_GT!$Q$53),V_GT!$Q$53,V_GT!$AG$53)/V_GT!$AJ$45,0)+\nIFERROR(V_GT!$BY$41*IF(ISNUMBER(V_GT!$BG$49),V_GT!$BG$49,0)/V_GT!$BV$41,0)+\nIFERROR(V_GT!$BY$43*IF(ISNUMBER(V_GT!$BG$51),V_GT!$BG$51,0)/V_GT!$BV$43,0)+\nIFERROR(V_GT!$BY$45*IF(ISNUMBER(V_GT!$BG$53),V_GT!$BG$53,0)/V_GT!$BV$45,0)\n))","v":{"v":0,"d":"0.0"}},null,{"$f":"IF(OR(Kat_3=0,EBF_3B<0.1),0,\nIFERROR(IF(AND(EBF_3>0.1,NOT(V_GT!$E$58=\"x\")),\nMAX($L$57/Kat!$L$12*(GT!$E$54+GT!$AD$198)/EBF_3*$O$11-IFERROR(IF(V_GT!$E$177=\"x\",V_GT!$K$177,V_GT!$BA$177)*V_GT!$AL$191/EBF_3B*$P$66,0),0),\nIF(V_GT!$E$58=\"x\",V_GT!$K$58,0)/EBF_3B*$O$66),0)*(\nIFERROR(V_GT!$AN$61*IF(ISNUMBER(V_GT!$Q$69),V_GT!$Q$69,V_GT!$AG$69)/V_GT!$AJ$61,0)+\nIFERROR(V_GT!$AN$63*IF(ISNUMBER(V_GT!$Q$71),V_GT!$Q$71,V_GT!$AG$71)/V_GT!$AJ$63,0)+\nIFERROR(V_GT!$AN$65*IF(ISNUMBER(V_GT!$Q$73),V_GT!$Q$73,V_GT!$AG$73)/V_GT!$AJ$65,0)+\nIFERROR(V_GT!$BY$61*IF(ISNUMBER(V_GT!$BG$69),V_GT!$BG$69,0)/V_GT!$BV$61,0)+\nIFERROR(V_GT!$BY$63*IF(ISNUMBER(V_GT!$BG$71),V_GT!$BG$71,0)/V_GT!$BV$63,0)+\nIFERROR(V_GT!$BY$65*IF(ISNUMBER(V_GT!$BG$73),V_GT!$BG$73,0)/V_GT!$BV$65,0)\n))","v":{"v":0,"d":"0.0"}},null,{"$f":"Kat_1","v":{"v":0,"d":"0.0"}},{"$f":"V_GT!$AN$21*V_GT!$AJ$21+V_GT!$AN$23*V_GT!$AJ$23+V_GT!$AN$25*V_GT!$AJ$25\n+V_GT!$BY$21*V_GT!$BV$21+V_GT!$BY$23*V_GT!$BV$23+V_GT!$BY$25*V_GT!$BV$25","v":{"v":0,"d":"0.00"}},{"$f":"V_GT!$AN$141*V_GT!$AJ$141+V_GT!$AN$143*V_GT!$AJ$143+V_GT!$AN$145*V_GT!$AJ$145\n+V_GT!$BY$141*V_GT!$BV$141+V_GT!$BY$143*V_GT!$BV$143+V_GT!$BY$145*V_GT!$BV$145","v":{"v":0,"d":"0.00"}}]
[null,null,"EP,Hpa","[kWh/m²]","EP Heizen aus Prozess-Abwärme",{"v":0,"d":"0.0"},null,{"$f":"IF(OR(Kat_1=0,EBF_1B<0.1),0,\nIF(AND(EBF_1>0.1,NOT(V_GT!$E$17=\"x\"),$H$64<=0),\nIFERROR($H$57/Kat!$H$12*(GT!$E$14+GT!$AD$158)/EBF_1*$P$64,0),\nIFERROR(IF(V_GT!$E$137=\"x\",V_GT!$K$137,IF(ISNUMBER(V_GT!$BA$137),V_GT!$BA$137,0)),0)*V_GT!$AL$151/EBF_1B*$P$64)*(\nIFERROR(V_GT!$AN$141*IF(ISNUMBER(V_GT!$Q$149),V_GT!$Q$149,V_GT!$AG$149)/V_GT!$AJ$141,0)+\nIFERROR(V_GT!$AN$143*IF(ISNUMBER(V_GT!$Q$151),V_GT!$Q$151,V_GT!$AG$151)/V_GT!$AJ$143,0)+\nIFERROR(V_GT!$AN$145*IF(ISNUMBER(V_GT!$Q$153),V_GT!$Q$153,V_GT!$AG$153)/V_GT!$AJ$145,0)+\nIFERROR(V_GT!$BY$141*IF(ISNUMBER(V_GT!$BG$149),V_GT!$BG$149,0)/V_GT!$BV$141,0)+\nIFERROR(V_GT!$BY$143*IF(ISNUMBER(V_GT!$BG$151),V_GT!$BG$151,0)/V_GT!$BV$143,0)+\nIFERROR(V_GT!$BY$145*IF(ISNUMBER(V_GT!$BG$153),V_GT!$BG$153,0)/V_GT!$BV$145,0)\n))","v":{"v":0,"d":"0.0"}},null,{"$f":"IF(OR(Kat_2=0,EBF_2B<0.1),0,\nIF(AND(EBF_2>0.1,NOT(V_GT!$E$38=\"x\"),$J$64<=0),\nIFERROR($J$57/Kat!$J$12*(GT!$E$34+GT!$AD$178)/EBF_2*$P$65,0),\nIFERROR(IF(V_GT!$E$157=\"x\",V_GT!$K$157,IF(ISNUMBER(V_GT!$BA$157),V_GT!$BA$157,0)),0)*V_GT!$AL$171/EBF_2B*$P$65)*(\nIFERROR(V_GT!$AN$161*IF(ISNUMBER(V_GT!$Q$169),V_GT!$Q$169,V_GT!$AG$169)/V_GT!$AJ$161,0)+\nIFERROR(V_GT!$AN$163*IF(ISNUMBER(V_GT!$Q$171),V_GT!$Q$171,V_GT!$AG$171)/V_GT!$AJ$163,0)+\nIFERROR(V_GT!$AN$165*IF(ISNUMBER(V_GT!$Q$173),V_GT!$Q$173,V_GT!$AG$173)/V_GT!$AJ$165,0)+\nIFERROR(V_GT!$BY$161*IF(ISNUMBER(V_GT!$BG$169),V_GT!$BG$169,0)/V_GT!$BV$161,0)+\nIFERROR(V_GT!$BY$163*IF(ISNUMBER(V_GT!$BG$171),V_GT!$BG$171,0)/V_GT!$BV$163,0)+\nIFERROR(V_GT!$BY$165*IF(ISNUMBER(V_GT!$BG$173),V_GT!$BG$173,0)/V_GT!$BV$165,0)\n))","v":{"v":0,"d":"0.0"}},null,{"$f":"IF(OR(Kat_3=0,EBF_3B<0.1),0,\nIF(AND(EBF_3>0.1,NOT(V_GT!$E$58=\"x\"),$L$64<=0),\nIFERROR($L$57/Kat!$L$12*(GT!$E$54+GT!$AD$198)/EBF_3*$P$66,0),\nIFERROR(IF(V_GT!$E$177=\"x\",V_GT!$K$177,IF(ISNUMBER(V_GT!$BA$177),V_GT!$BA$177,0)),0)*V_GT!$AL$191/EBF_3B*$P$66)*(\nIFERROR(V_GT!$AN$181*IF(ISNUMBER(V_GT!$Q$189),V_GT!$Q$189,V_GT!$AG$189)/V_GT!$AJ$181,0)+\nIFERROR(V_GT!$AN$183*IF(ISNUMBER(V_GT!$Q$191),V_GT!$Q$191,V_GT!$AG$191)/V_GT!$AJ$183,0)+\nIFERROR(V_GT!$AN$185*IF(ISNUMBER(V_GT!$Q$193),V_GT!$Q$193,V_GT!$AG$193)/V_GT!$AJ$185,0)+\nIFERROR(V_GT!$BY$181*IF(ISNUMBER(V_GT!$BG$189),V_GT!$BG$189,0)/V_GT!$BV$181,0)+\nIFERROR(V_GT!$BY$183*IF(ISNUMBER(V_GT!$BG$191),V_GT!$BG$191,0)/V_GT!$BV$183,0)+\nIFERROR(V_GT!$BY$185*IF(ISNUMBER(V_GT!$BG$193),V_GT!$BG$193,0)/V_GT!$BV$185,0)\n))","v":{"v":0,"d":"0.0"}},null,{"$f":"Kat_2","v":{"v":0,"d":"0.0"}},{"$f":"V_GT!$AN$41*V_GT!$AJ$41+V_GT!$AN$43*V_GT!$AJ$43+V_GT!$AN$45*V_GT!$AJ$45\n+V_GT!$BY$41*V_GT!$BV$41+V_GT!$BY$43*V_GT!$BV$43+V_GT!$BY$45*V_GT!$BV$45","v":{"v":0,"d":"0.00"}},{"$f":"V_GT!$AN$161*V_GT!$AJ$161+V_GT!$AN$163*V_GT!$AJ$163+V_GT!$AN$165*V_GT!$AJ$165\n+V_GT!$BY$161*V_GT!$BV$161+V_GT!$BY$163*V_GT!$BV$163+V_GT!$BY$165*V_GT!$BV$165","v":{"v":0,"d":"0.00"}}]
[null,null,"EP,W","[kWh/m²]","EP Warmwasser",{"v":0,"d":"0.0"},null,{"$f":"IF(OR(Kat_1=0,EBF_1B<0.1),0,\nIF(AND(EBF_1>0.1,NOT(V_GT!$E$82=\"x\")),\nIFERROR(MAX((GT!$E$83+GT!$AF$158)/EBF_1*$O$13-IF(V_GT!$E$137=\"x\",V_GT!$K$137,V_GT!$BA$137)*V_GT!$AP$151/EBF_1B*$P$68,0),0),\nIFERROR(IF(V_GT!$E$82=\"x\",V_GT!$K$82,0)/EBF_1B*$P$68,0))*(\nIFERROR(V_GT!$AR$86*IF(ISNUMBER(V_GT!$Q$92),V_GT!$Q$92,V_GT!$AG$92)/V_GT!$AJ$86,0)+\nIFERROR(V_GT!$AR$88*IF(ISNUMBER(V_GT!$Q$94),V_GT!$Q$94,V_GT!$AG$94)/V_GT!$AJ$88,0)+\nIFERROR(V_GT!$CC$86*IF(ISNUMBER(V_GT!$BG$92),V_GT!$BG$92,0)/V_GT!$BV$86,0)+\nIFERROR(V_GT!$CC$88*IF(ISNUMBER(V_GT!$BG$94),V_GT!$BG$94,0)/V_GT!$BV$88,0)\n))","v":{"v":0,"d":"0.0"}},null,{"$f":"IF(OR(Kat_2=0,EBF_2B<0.1),0,\nIF(AND(EBF_2>0.1,NOT(V_GT!$E$98=\"x\")),\nIFERROR(MAX((GT!$E$101+GT!$AF$178)/EBF_2*$O$14-IF(V_GT!$E$157=\"x\",V_GT!$K$157,V_GT!$BA$157)*V_GT!$AP$171/EBF_2B*$P$69,0),0),\nIFERROR(IF(V_GT!$E$98=\"x\",V_GT!$K$98,0)/EBF_2B*$P$69,0))*(\nIFERROR(V_GT!$AR$102*IF(ISNUMBER(V_GT!$Q$108),V_GT!$Q$108,V_GT!$AG$108)/V_GT!$AJ$102,0)+\nIFERROR(V_GT!$AR$104*IF(ISNUMBER(V_GT!$Q$110),V_GT!$Q$110,V_GT!$AG$110)/V_GT!$AJ$104,0)+\nIFERROR(V_GT!$CC$102*IF(ISNUMBER(V_GT!$BG$108),V_GT!$BG$108,0)/V_GT!$BV$102,0)+\nIFERROR(V_GT!$CC$104*IF(ISNUMBER(V_GT!$BG$110),V_GT!$BG$110,0)/V_GT!$BV$104,0)\n))","v":{"v":0,"d":"0.0"}},null,{"$f":"IF(OR(Kat_3=0,EBF_3B<0.1),0,\nIF(AND(EBF_3>0.1,NOT(V_GT!$E$114=\"x\")),\nIFERROR(MAX((GT!$E$119+GT!$AF$198)/EBF_3*$O$15-IF(V_GT!$E$177=\"x\",V_GT!$K$177,V_GT!$BA$177)*V_GT!$AP$191/EBF_3B*$P$70,0),0),\nIFERROR(IF(V_GT!$E$114=\"x\",V_GT!$K$114,0)/EBF_3B*$P$70,0))*(\nIFERROR(V_GT!$AR$118*IF(ISNUMBER(V_GT!$Q$124),V_GT!$Q$124,V_GT!$AG$124)/V_GT!$AJ$118,0)+\nIFERROR(V_GT!$AR$120*IF(ISNUMBER(V_GT!$Q$126),V_GT!$Q$126,V_GT!$AG$126)/V_GT!$AJ$120,0)+\nIFERROR(V_GT!$CC$118*IF(ISNUMBER(V_GT!$BG$124),V_GT!$BG$124,0)/V_GT!$BV$118,0)+\nIFERROR(V_GT!$CC$120*IF(ISNUMBER(V_GT!$BG$126),V_GT!$BG$126,0)/V_GT!$BV$120,0)\n))","v":{"v":0,"d":"0.0"}},null,{"$f":"Kat_3","v":{"v":0,"d":"0.0"}},{"$f":"V_GT!$AN$61*V_GT!$AJ$61+V_GT!$AN$63*V_GT!$AJ$63+V_GT!$AN$65*V_GT!$AJ$65\n+V_GT!$BY$61*V_GT!$BV$61+V_GT!$BY$63*V_GT!$BV$63+V_GT!$BY$65*V_GT!$BV$65","v":{"v":0,"d":"0.00"}},{"$f":"V_GT!$AN$181*V_GT!$AJ$181+V_GT!$AN$183*V_GT!$AJ$183+V_GT!$AN$185*V_GT!$AJ$185\n+V_GT!$BY$181*V_GT!$BV$181+V_GT!$BY$183*V_GT!$BV$183+V_GT!$BY$185*V_GT!$BV$185","v":{"v":0,"d":"0.00"}}]
[null,null,"EP,Wpa","[kWh/m²]","EP Warmwasser aus Prozess-Abw.",{"v":0,"d":"0.0"},null,{"$f":"IF(OR(Kat_1=0,EBF_1B<0.1),0,\nIF(AND(EBF_1>0.1,NOT(V_GT!$E$82=\"x\"),$H$66<=0),\nIFERROR((GT!$E$83+GT!$AF$158)/EBF_1*$P$68,0),\nIFERROR(IF(V_GT!$E$137=\"x\",V_GT!$K$137,V_GT!$BA$137)*V_GT!$AP$151/EBF_1B*$P$68,0))*(\nIFERROR(V_GT!$AR$141*IF(ISNUMBER(V_GT!$Q$149),V_GT!$Q$149,V_GT!$AG$149)/V_GT!$AJ$141,0)+\nIFERROR(V_GT!$AR$143*IF(ISNUMBER(V_GT!$Q$151),V_GT!$Q$151,V_GT!$AG$151)/V_GT!$AJ$143,0)+\nIFERROR(V_GT!$AR$145*IF(ISNUMBER(V_GT!$Q$153),V_GT!$Q$153,V_GT!$AG$153)/V_GT!$AJ$145,0)+\nIFERROR(V_GT!$CC$141*IF(ISNUMBER(V_GT!$BG$149),V_GT!$BG$149,0)/V_GT!$BV$141,0)+\nIFERROR(V_GT!$CC$143*IF(ISNUMBER(V_GT!$BG$151),V_GT!$BG$151,0)/V_GT!$BV$143,0)+\nIFERROR(V_GT!$CC$145*IF(ISNUMBER(V_GT!$BG$153),V_GT!$BG$153,0)/V_GT!$BV$145,0)\n))","v":{"v":0,"d":"0.0"}},null,{"$f":"IF(OR(Kat_2=0,EBF_2B<0.1),0,\nIF(AND(EBF_2>0.1,NOT(V_GT!$E$98=\"x\"),$J$66<=0),\nIFERROR((GT!$E$101+GT!$AF$178)/EBF_2*$P$69,0),\nIFERROR(IF(V_GT!$E$157=\"x\",V_GT!$K$157,V_GT!$BA$157)*V_GT!$AP$171/EBF_2B*$P$69,0))*(\nIFERROR(V_GT!$AR$161*IF(ISNUMBER(V_GT!$Q$169),V_GT!$Q$169,V_GT!$AG$169)/V_GT!$AJ$161,0)+\nIFERROR(V_GT!$AR$163*IF(ISNUMBER(V_GT!$Q$171),V_GT!$Q$171,V_GT!$AG$171)/V_GT!$AJ$163,0)+\nIFERROR(V_GT!$AR$165*IF(ISNUMBER(V_GT!$Q$173),V_GT!$Q$173,V_GT!$AG$173)/V_GT!$AJ$165,0)+\nIFERROR(V_GT!$CC$161*IF(ISNUMBER(V_GT!$BG$169),V_GT!$BG$169,0)/V_GT!$BV$161,0)+\nIFERROR(V_GT!$CC$163*IF(ISNUMBER(V_GT!$BG$171),V_GT!$BG$171,0)/V_GT!$BV$163,0)+\nIFERROR(V_GT!$CC$165*IF(ISNUMBER(V_GT!$BG$173),V_GT!$BG$173,0)/V_GT!$BV$165,0)\n))","v":{"v":0,"d":"0.0"}},null,{"$f":"IF(OR(Kat_3=0,EBF_3B<0.1),0,\nIF(AND(EBF_3>0.1,NOT(V_GT!$E$114=\"x\"),$L$66<=0),\nIFERROR((GT!$E$119+GT!$AF$198)/EBF_3*$P$70,0),\nIFERROR(IF(V_GT!$E$177=\"x\",V_GT!$K$177,V_GT!$BA$177)*V_GT!$AP$191/EBF_3B*$P$70,0))*(\nIFERROR(V_GT!$AR$181*IF(ISNUMBER(V_GT!$Q$189),V_GT!$Q$189,V_GT!$AG$189)/V_GT!$AJ$181,0)+\nIFERROR(V_GT!$AR$183*IF(ISNUMBER(V_GT!$Q$191),V_GT!$Q$191,V_GT!$AG$191)/V_GT!$AJ$183,0)+\nIFERROR(V_GT!$AR$185*IF(ISNUMBER(V_GT!$Q$193),V_GT!$Q$193,V_GT!$AG$193)/V_GT!$AJ$185,0)+\nIFERROR(V_GT!$CC$181*IF(ISNUMBER(V_GT!$BG$189),V_GT!$BG$189,0)/V_GT!$BV$181,0)+\nIFERROR(V_GT!$CC$183*IF(ISNUMBER(V_GT!$BG$191),V_GT!$BG$191,0)/V_GT!$BV$183,0)+\nIFERROR(V_GT!$CC$185*IF(ISNUMBER(V_GT!$BG$193),V_GT!$BG$193,0)/V_GT!$BV$185,0)\n))","v":{"v":0,"d":"0.0"}},null,null,"Var B WW","Var B Prozess WW"]
[null,null,"EP,el","[kWh/m²]","EP Elektrizität",{"v":0,"d":"0.0"},null,{"$f":"IF(OR(Kat_1=0,EBF_1B<0.1),0,V_GT!$K$384*\nIF(V_GT!$E$200=\"x\",IF(ISNUMBER(V_GT!$M$202),V_GT!$M$202,V_GT!$AG$202),IF(ISNUMBER(V_GT!$BG$202),V_GT!$BG$202,0))\n/EBF_1B)","v":{"v":0,"d":"0.0"}},null,{"$f":"IF(OR(Kat_2=0,EBF_2B<0.1),0,V_GT!$K$385*\nIF(V_GT!$E$204=\"x\",IF(ISNUMBER(V_GT!$M$206),V_GT!$M$206,V_GT!$AG$206),IF(ISNUMBER(V_GT!$BG$206),V_GT!$BG$206,0))\n/EBF_2B)","v":{"v":0,"d":"0.0"}},null,{"$f":"IF(OR(Kat_3=0,EBF_3B<0.1),0,V_GT!$K$386*\nIF(V_GT!$E$208=\"x\",IF(ISNUMBER(V_GT!$M$210),V_GT!$M$210,V_GT!$AG$210),IF(ISNUMBER(V_GT!$BG$210),V_GT!$BG$210,0))\n/EBF_3B)","v":{"v":0,"d":"0.0"}},null,{"$f":"Kat_1","v":{"v":0,"d":"0.0"}},{"$f":"V_GT!$AR$86*V_GT!$AJ$86+V_GT!$AR$88*V_GT!$AJ$88\n+V_GT!$CC$86*V_GT!$BV$86+V_GT!$CC$88*V_GT!$BV$88","v":{"v":0,"d":"0.00"}},{"$f":"V_GT!$AR$141*V_GT!$AJ$141+V_GT!$AR$143*V_GT!$AJ$143+V_GT!$AR$145*V_GT!$AJ$145\n+V_GT!$CC$141*V_GT!$BV$141+V_GT!$CC$143*V_GT!$BV$143+V_GT!$CC$145*V_GT!$BV$145","v":{"v":0,"d":"0.00"}}]
[null,null,"EP,el,s","[kWh/m²]","EP PV",{"v":0,"d":"0.0"},null,{"$f":"IF(OR(Kat_1=0,EBF_1B<0.1),0,(\nIF(V_GT!$AX$399=\"x\",V_GT!$BA$399*IF(V_GT!$BZ$408<=0,0,V_GT!$BA$408/V_GT!$BZ$408)*(V_GT!$BI$405-V_GT!$BK$405),0)\n+IF(V_GT!$E$399=\"x\",V_GT!$K$399*IF(V_GT!$AI$408<=0,0,V_GT!$K$408/V_GT!$AI$408)*(IF(ISNUMBER(V_GT!$S$405),V_GT!$S$405,V_GT!$AG$399)-IF(ISNUMBER(V_GT!$U$405),V_GT!$U$405,V_GT!$AG$403)),0)\n)/EBF_1B)","v":{"v":0,"d":"0.0"}},null,{"$f":"IF(OR(Kat_2=0,EBF_2B<0.1),0,(\nIF(V_GT!$AX$399=\"x\",V_GT!$BA$399*IF(V_GT!$BZ$408<=0,0,V_GT!$BC$408/V_GT!$BZ$408)*(V_GT!$BI$405-V_GT!$BK$405),0)\n+IF(V_GT!$E$399=\"x\",V_GT!$K$399*IF(V_GT!$AI$408<=0,0,V_GT!$O$408/V_GT!$AI$408)*(IF(ISNUMBER(V_GT!$S$405),V_GT!$S$405,V_GT!$AG$399)-IF(ISNUMBER(V_GT!$U$405),V_GT!$U$405,V_GT!$AG$403)),0)\n)/EBF_2B)","v":{"v":0,"d":"0.0"}},null,{"$f":"IF(OR(Kat_3=0,EBF_3B<0.1),0,(\nIF(V_GT!$AX$399=\"x\",V_GT!$BA$399*IF(V_GT!$BZ$408<=0,0,V_GT!$BE$408/V_GT!$BZ$408)*(V_GT!$BI$405-V_GT!$BK$405),0)\n+IF(V_GT!$E$399=\"x\",V_GT!$K$399*IF(V_GT!$AI$408<=0,0,V_GT!$S$408/V_GT!$AI$408)*(IF(ISNUMBER(V_GT!$S$405),V_GT!$S$405,V_GT!$AG$399)-IF(ISNUMBER(V_GT!$U$405),V_GT!$U$405,V_GT!$AG$403)),0)\n)/EBF_3B)","v":{"v":0,"d":"0.0"}},null,{"$f":"Kat_2","v":{"v":0,"d":"0.0"}},{"$f":"V_GT!$AR$102*V_GT!$AJ$102+V_GT!$AR$104*V_GT!$AJ$104\n+V_GT!$CC$102*V_GT!$BV$102+V_GT!$CC$104*V_GT!$BV$104","v":{"v":0,"d":"0.00"}},{"$f":"V_GT!$AR$161*V_GT!$AJ$161+V_GT!$AR$163*V_GT!$AJ$163+V_GT!$AR$165*V_GT!$AJ$165\n+V_GT!$CC$161*V_GT!$BV$161+V_GT!$CC$163*V_GT!$BV$163+V_GT!$CC$165*V_GT!$BV$165","v":{"v":0,"d":"0.00"}}]
[null,null,"EP,el,x","[kWh/m²]","EP weitere Eigenproduktion",{"v":0,"d":"0.0"},null,{"$f":"IF(OR(Kat_1=0,EBF_1B<0.1),0,(\nIF(V_GT!$AX$412=\"x\",V_GT!$BA$414*IF(V_GT!$BZ$429<=0,0,V_GT!$BA$429/V_GT!$BZ$429)*(V_GT!$BC$420-V_GT!$BE$420),0)\n+IF(V_GT!$E$412=\"x\",V_GT!$K$414*IF(V_GT!$AI$429<=0,0,V_GT!$K$429/V_GT!$AI$429)*(IF(ISNUMBER(V_GT!$M$420),V_GT!$M$420,V_GT!$AG$418)-IF(ISNUMBER(V_GT!$O$420),V_GT!$O$420,V_GT!$AG$422)),0)\n)/EBF_1B)","v":{"v":0,"d":"0.0"}},null,{"$f":"IF(OR(Kat_2=0,EBF_2B<0.1),0,(\nIF(V_GT!$AX$412=\"x\",V_GT!$BA$414*IF(V_GT!$BZ$429<=0,0,V_GT!$BC$429/V_GT!$BZ$429)*(V_GT!$BC$420-V_GT!$BE$420),0)\n+IF(V_GT!$E$412=\"x\",V_GT!$K$414*IF(V_GT!$AI$429<=0,0,V_GT!$O$429/V_GT!$AI$429)*(IF(ISNUMBER(V_GT!$M$420),V_GT!$M$420,V_GT!$AG$418)-IF(ISNUMBER(V_GT!$O$420),V_GT!$O$420,V_GT!$AG$422)),0)\n)/EBF_2B)","v":{"v":0,"d":"0.0"}},null,{"$f":"IF(OR(Kat_3=0,EBF_3B<0.1),0,(\nIF(V_GT!$AX$412=\"x\",V_GT!$BA$414*IF(V_GT!$BZ$429<=0,0,V_GT!$BE$429/V_GT!$BZ$429)*(V_GT!$BC$420-V_GT!$BE$420),0)\n+IF(V_GT!$E$412=\"x\",V_GT!$K$414*IF(V_GT!$AI$429<=0,0,V_GT!$S$429/V_GT!$AI$429)*(IF(ISNUMBER(V_GT!$M$420),V_GT!$M$420,V_GT!$AG$418)-IF(ISNUMBER(V_GT!$O$420),V_GT!$O$420,V_GT!$AG$422)),0)\n)/EBF_3B)","v":{"v":0,"d":"0.0"}},null,{"$f":"Kat_3","v":{"v":0,"d":"0.0"}},{"$f":"V_GT!$AR$118*V_GT!$AJ$118+V_GT!$AR$120*V_GT!$AJ$120\n+V_GT!$CC$118*V_GT!$BV$118+V_GT!$CC$120*V_GT!$BV$120","v":{"v":0,"d":"0.00"}},{"$f":"V_GT!$AR$181*V_GT!$AJ$181+V_GT!$AR$183*V_GT!$AJ$183+V_GT!$AR$185*V_GT!$AJ$185\n+V_GT!$CC$181*V_GT!$BV$181+V_GT!$CC$183*V_GT!$BV$183+V_GT!$CC$185*V_GT!$BV$185","v":{"v":0,"d":"0.00"}}]
[null,null,"EP,ref","[kWh/m²]","Referenz EP",{"$f":"IF(EBF_totB<0.001,0,(H71*EBF_1B+J71*EBF_2B+L71*EBF_3B)/EBF_totB)","v":{"v":0,"d":"0.0"}},null,{"$f":"1.2*0.8*H56/(0.9*0.95)+IFERROR(_xlfn.XLOOKUP(GI!$C$77,Daten!$A$294:$A$305,Daten!$B$294:$B$305),0)","v":{"v":0,"d":"0.0"}},null,{"$f":"1.2*0.8*J56/(0.9*0.95)+IFERROR(_xlfn.XLOOKUP(GI!$E$77,Daten!$A$294:$A$305,Daten!$B$294:$B$305),0)","v":{"v":0,"d":"0.0"}},null,{"$f":"1.2*0.8*L56/(0.9*0.95)+IFERROR(_xlfn.XLOOKUP(GI!$G$77,Daten!$A$294:$A$305,Daten!$B$294:$B$305),0)","v":{"v":0,"d":"0.0"}}]
[null,null,"RP","[-]","Primärenergiekennwert",{"$f":"IFERROR(F63/F71,0)","v":{"v":0,"d":"0%"}}]
[null,null,"Klassierung Energieeffizienz",null,null,{"$f":"IF(F72=0,\"\",IF(F72>Daten!$B$290,Daten!$A$290,IF(F72>Daten!$B$289,Daten!$A$289,IF(F72>Daten!$B$288,Daten!$A$288,IF(F72>Daten!$B$287,Daten!$A$287,IF(F72>Daten!$B$286,Daten!$A$286,IF(F72>Daten!$B$285,Daten!$A$285,Daten!$A$284)))))))","v":""}]
[]
[null,"B.3 Treibhausgasemissionen"]
[]
[null,null,"MGHG","[kgCO2-eq/m²]","Treibhausgasemissionen",{"$f":"SUM(F78:G84)","v":{"v":0,"d":"0.0"}},null,{"$f":"SUM(H78:I84)","v":{"v":0,"d":"0.0"}},null,{"$f":"SUM(J78:K84)","v":{"v":0,"d":"0.0"}},null,{"$f":"SUM(L78:M84)","v":{"v":0,"d":"0.0"}}]
[null,null,"MGHG,H","[kgCO2-eq/m²]","MGHG Heizen",{"$f":"IF(EBF_totB<0.001,0,(H78*EBF_1B+J78*EBF_2B+L78*EBF_3B)/EBF_totB)","v":{"v":0,"d":"0.0"}},null,{"$f":"IF(OR(Kat_1=0,EBF_1B<0.1),0,\nIFERROR(IF(AND(EBF_1>0.1,NOT(V_GT!$E$17=\"x\")),\nMAX($H$57/Kat!$H$12*(GT!$E$14+GT!$AD$158)/EBF_1*$O$9-IFERROR(IF(V_GT!$E$137=\"x\",V_GT!$K$137,V_GT!$BA$137)*V_GT!$AL$151/EBF_1B*$P$64,0),0),\nIF(V_GT!$E$17=\"x\",V_GT!$K$17,0)/EBF_1B*$O$64),0)*(\nIFERROR(V_GT!$AN$21/V_GT!$AJ$21*IF(ISNUMBER(V_GT!$M$29),V_GT!$M$29,V_GT!$AF$29),0)+\nIFERROR(V_GT!$AN$23/V_GT!$AJ$23*IF(ISNUMBER(V_GT!$M$31),V_GT!$M$31,V_GT!$AF$31),0)+\nIFERROR(V_GT!$AN$25/V_GT!$AJ$25*IF(ISNUMBER(V_GT!$M$33),V_GT!$M$33,V_GT!$AF$33),0)+\nIFERROR(V_GT!$BY$21/V_GT!$BV$21*IF(ISNUMBER(V_GT!$BC$29),V_GT!$BC$29,0),0)+\nIFERROR(V_GT!$BY$23/V_GT!$BV$23*IF(ISNUMBER(V_GT!$BC$31),V_GT!$BC$31,0),0)+\nIFERROR(V_GT!$BY$25/V_GT!$BV$25*IF(ISNUMBER(V_GT!$BC$33),V_GT!$BC$33,0),0)\n))","v":{"v":0,"d":"0.0"}},null,{"$f":"IF(OR(Kat_2=0,EBF_2B<0.1),0,\nIFERROR(IF(AND(EBF_2>0.1,NOT(V_GT!$E$38=\"x\")),\nMAX($J$57/Kat!$J$12*(GT!$E$34+GT!$AD$178)/EBF_2*$O$10-IFERROR(IF(V_GT!$E$157=\"x\",V_GT!$K$157,V_GT!$BA$157)*V_GT!$AL$171/EBF_2B*$P$65,0),0),\nIF(V_GT!$E$38=\"x\",V_GT!$K$38,0)/EBF_2B*$O$65),0)*(\nIFERROR(V_GT!$AN$41/V_GT!$AJ$41*IF(ISNUMBER(V_GT!$M$49),V_GT!$M$49,V_GT!$AF$49),0)+\nIFERROR(V_GT!$AN$43/V_GT!$AJ$43*IF(ISNUMBER(V_GT!$M$51),V_GT!$M$51,V_GT!$AF$51),0)+\nIFERROR(V_GT!$AN$45/V_GT!$AJ$45*IF(ISNUMBER(V_GT!$M$53),V_GT!$M$53,V_GT!$AF$53),0)+\nIFERROR(V_GT!$BY$41/V_GT!$BV$41*IF(ISNUMBER(V_GT!$BC$49),V_GT!$BC$49,0),0)+\nIFERROR(V_GT!$BY$43/V_GT!$BV$43*IF(ISNUMBER(V_GT!$BC$51),V_GT!$BC$51,0),0)+\nIFERROR(V_GT!$BY$45/V_GT!$BV$45*IF(ISNUMBER(V_GT!$BC$53),V_GT!$BC$53,0),0)\n))","v":{"v":0,"d":"0.0"}},null,{"$f":"IF(OR(Kat_3=0,EBF_3B<0.1),0,\nIFERROR(IF(AND(EBF_3>0.1,NOT(V_GT!$E$58=\"x\")),\nMAX($L$57/Kat!$L$12*(GT!$E$54+GT!$AD$198)/EBF_3*$O$11-IFERROR(IF(V_GT!$E$177=\"x\",V_GT!$K$177,V_GT!$BA$177)*V_GT!$AL$191/EBF_3B*$P$66,0),0),\nIF(V_GT!$E$58=\"x\",V_GT!$K$58,0)/EBF_3B*$O$66),0)*(\nIFERROR(V_GT!$AN$61/V_GT!$AJ$61*IF(ISNUMBER(V_GT!$M$69),V_GT!$M$69,V_GT!$AF$69),0)+\nIFERROR(V_GT!$AN$63/V_GT!$AJ$63*IF(ISNUMBER(V_GT!$M$71),V_GT!$M$71,V_GT!$AF$71),0)+\nIFERROR(V_GT!$AN$65/V_GT!$AJ$65*IF(ISNUMBER(V_GT!$M$73),V_GT!$M$73,V_GT!$AF$73),0)+\nIFERROR(V_GT!$BY$61/V_GT!$BV$61*IF(ISNUMBER(V_GT!$BC$69),V_GT!$BC$69,0),0)+\nIFERROR(V_GT!$BY$63/V_GT!$BV$63*IF(ISNUMBER(V_GT!$BC$71),V_GT!$BC$71,0),0)+\nIFERROR(V_GT!$BY$65/V_GT!$BV$65*IF(ISNUMBER(V_GT!$BC$73),V_GT!$BC$73,0),0)\n))","v":{"v":0,"d":"0.0"}}]
[null,null,"MGHG,Hpa","[kgCO2-eq/m²]","MGHG Heizen aus Prozess-Abwärme",{"v":0,"d":"0.0"},null,{"$f":"IF(OR(Kat_1=0,EBF_1B<0.1),0,\nIF(AND(EBF_1>0.1,NOT(V_GT!$E$17=\"x\"),$H$64<=0),\nIFERROR($H$57/Kat!$H$12*(GT!$E$14+GT!$AD$158)/EBF_1*$P$64,0),\nIFERROR(IF(V_GT!$E$137=\"x\",V_GT!$K$137,IF(ISNUMBER(V_GT!$BA$137),V_GT!$BA$137,0)),0)*V_GT!$AL$151/EBF_1B*$P$64)*(\nIFERROR(V_GT!$AN$141/V_GT!$AJ$141*IF(ISNUMBER(V_GT!$M$149),V_GT!$M$149,V_GT!$AF$149),0)+\nIFERROR(V_GT!$AN$143/V_GT!$AJ$143*IF(ISNUMBER(V_GT!$M$151),V_GT!$M$151,V_GT!$AF$151),0)+\nIFERROR(V_GT!$AN$145/V_GT!$AJ$145*IF(ISNUMBER(V_GT!$M$153),V_GT!$M$153,V_GT!$AF$153),0)+\nIFERROR(V_GT!$BY$141/V_GT!$BV$141*IF(ISNUMBER(V_GT!$BC$149),V_GT!$BC$149,0),0)+\nIFERROR(V_GT!$BY$143/V_GT!$BV$143*IF(ISNUMBER(V_GT!$BC$151),V_GT!$BC$151,0),0)+\nIFERROR(V_GT!$BY$145/V_GT!$BV$145*IF(ISNUMBER(V_GT!$BC$153),V_GT!$BC$153,0),0)\n))","v":{"v":0,"d":"0.0"}},null,{"$f":"IF(OR(Kat_2=0,EBF_2B<0.1),0,\nIF(AND(EBF_2>0.1,NOT(V_GT!$E$38=\"x\"),$J$64<=0),\nIFERROR($J$57/Kat!$J$12*(GT!$E$34+GT!$AD$178)/EBF_2*$P$65,0),\nIFERROR(IF(V_GT!$E$157=\"x\",V_GT!$K$157,IF(ISNUMBER(V_GT!$BA$157),V_GT!$BA$157,0)),0)*V_GT!$AL$171/EBF_2B*$P$65)*(\nIFERROR(V_GT!$AN$161/V_GT!$AJ$161*IF(ISNUMBER(V_GT!$M$169),V_GT!$M$169,V_GT!$AF$169),0)+\nIFERROR(V_GT!$AN$163/V_GT!$AJ$163*IF(ISNUMBER(V_GT!$M$171),V_GT!$M$171,V_GT!$AF$171),0)+\nIFERROR(V_GT!$AN$165/V_GT!$AJ$165*IF(ISNUMBER(V_GT!$M$173),V_GT!$M$173,V_GT!$AF$173),0)+\nIFERROR(V_GT!$BY$161/V_GT!$BV$161*IF(ISNUMBER(V_GT!$BC$169),V_GT!$BC$169,0),0)+\nIFERROR(V_GT!$BY$163/V_GT!$BV$163*IF(ISNUMBER(V_GT!$BC$171),V_GT!$BC$171,0),0)+\nIFERROR(V_GT!$BY$165/V_GT!$BV$165*IF(ISNUMBER(V_GT!$BC$173),V_GT!$BC$173,0),0)\n))","v":{"v":0,"d":"0.0"}},null,{"$f":"IF(OR(Kat_3=0,EBF_3B<0.1),0,\nIF(AND(EBF_3>0.1,NOT(V_GT!$E$58=\"x\"),$L$64<=0),\nIFERROR($L$57/Kat!$L$12*(GT!$E$54+GT!$AD$198)/EBF_3*$P$66,0),\nIFERROR(IF(V_GT!$E$177=\"x\",V_GT!$K$177,IF(ISNUMBER(V_GT!$BA$177),V_GT!$BA$177,0)),0)*V_GT!$AL$191/EBF_3B*$P$66)*(\nIFERROR(V_GT!$AN$181/V_GT!$AJ$181*IF(ISNUMBER(V_GT!$M$189),V_GT!$M$189,V_GT!$AF$189),0)+\nIFERROR(V_GT!$AN$183/V_GT!$AJ$183*IF(ISNUMBER(V_GT!$M$191),V_GT!$M$191,V_GT!$AF$191),0)+\nIFERROR(V_GT!$AN$185/V_GT!$AJ$185*IF(ISNUMBER(V_GT!$M$193),V_GT!$M$193,V_GT!$AF$193),0)+\nIFERROR(V_GT!$BY$181/V_GT!$BV$181*IF(ISNUMBER(V_GT!$BC$189),V_GT!$BC$189,0),0)+\nIFERROR(V_GT!$BY$183/V_GT!$BV$183*IF(ISNUMBER(V_GT!$BC$191),V_GT!$BC$191,0),0)+\nIFERROR(V_GT!$BY$185/V_GT!$BV$185*IF(ISNUMBER(V_GT!$BC$193),V_GT!$BC$193,0),0)\n))","v":{"v":0,"d":"0.0"}}]
[null,null,"MGHG,W","[kgCO2-eq/m²]","MGHG Warmwasser",{"v":0,"d":"0.0"},null,{"$f":"IF(OR(Kat_1=0,EBF_1B<0.1),0,\nIF(AND(EBF_1>0.1,NOT(V_GT!$E$82=\"x\")),\nIFERROR(MAX((GT!$E$83+GT!$AF$158)/EBF_1*$O$13-IF(V_GT!$E$137=\"x\",V_GT!$K$137,V_GT!$BA$137)*V_GT!$AP$151/EBF_1B*$P$68,0),0),\nIFERROR(IF(V_GT!$E$82=\"x\",V_GT!$K$82,0)/EBF_1B*$P$68,0))*(\nIFERROR(V_GT!$AR$86/V_GT!$AJ$86*IF(ISNUMBER(V_GT!$M$92),V_GT!$M$92,V_GT!$AF$92),0)+\nIFERROR(V_GT!$AR$88/V_GT!$AJ$88*IF(ISNUMBER(V_GT!$M$94),V_GT!$M$94,V_GT!$AF$94),0)+\nIFERROR(V_GT!$CC$86/V_GT!$BV$86*IF(ISNUMBER(V_GT!$BC$92),V_GT!$BC$92,0),0)+\nIFERROR(V_GT!$CC$88/V_GT!$BV$88*IF(ISNUMBER(V_GT!$BC$94),V_GT!$BC$94,0),0)\n))","v":{"v":0,"d":"0.0"}},null,{"$f":"IF(OR(Kat_2=0,EBF_2B<0.1),0,\nIF(AND(EBF_2>0.1,NOT(V_GT!$E$98=\"x\")),\nIFERROR(MAX((GT!$E$101+GT!$AF$178)/EBF_2*$O$14-IF(V_GT!$E$157=\"x\",V_GT!$K$157,V_GT!$BA$157)*V_GT!$AP$171/EBF_2B*$P$69,0),0),\nIFERROR(IF(V_GT!$E$98=\"x\",V_GT!$K$98,0)/EBF_2B*$P$69,0))*(\nIFERROR(V_GT!$AR$102/V_GT!$AJ$102*IF(ISNUMBER(V_GT!$M$108),V_GT!$M$108,V_GT!$AF$108),0)+\nIFERROR(V_GT!$AR$104/V_GT!$AJ$104*IF(ISNUMBER(V_GT!$M$110),V_GT!$M$110,V_GT!$AF$110),0)+\nIFERROR(V_GT!$CC$102/V_GT!$BV$102*IF(ISNUMBER(V_GT!$BC$108),V_GT!$BC$108,0),0)+\nIFERROR(V_GT!$CC$104/V_GT!$BV$104*IF(ISNUMBER(V_GT!$BC$110),V_GT!$BC$110,0),0)\n))","v":{"v":0,"d":"0.0"}},null,{"$f":"IF(OR(Kat_3=0,EBF_3B<0.1),0,\nIF(AND(EBF_3>0.1,NOT(V_GT!$E$114=\"x\")),\nIFERROR(MAX((GT!$E$119+GT!$AF$198)/EBF_3*$O$15-IF(V_GT!$E$177=\"x\",V_GT!$K$177,V_GT!$BA$177)*V_GT!$AP$191/EBF_3B*$P$70,0),0),\nIFERROR(IF(V_GT!$E$114=\"x\",V_GT!$K$114,0)/EBF_3B*$P$70,0))*(\nIFERROR(V_GT!$AR$118/V_GT!$AJ$118*IF(ISNUMBER(V_GT!$M$124),V_GT!$M$124,V_GT!$AF$124),0)+\nIFERROR(V_GT!$AR$120/V_GT!$AJ$120*IF(ISNUMBER(V_GT!$M$126),V_GT!$M$126,V_GT!$AF$126),0)+\nIFERROR(V_GT!$CC$118/V_GT!$BV$118*IF(ISNUMBER(V_GT!$BC$124),V_GT!$BC$124,0),0)+\nIFERROR(V_GT!$CC$120/V_GT!$BV$120*IF(ISNUMBER(V_GT!$BC$126),V_GT!$BC$126,0),0)\n))","v":{"v":0,"d":"0.0"}}]
[null,null,"MGHG,Wpa","[kgCO2-eq/m²]","MGHG Warmwasser aus Prozess-Abw.",{"$f":"IF(EBF_totB<0.001,0,(H81*EBF_1B+J81*EBF_2B+L81*EBF_3B)/EBF_totB)","v":{"v":0,"d":"0.0"}},null,{"$f":"IF(OR(Kat_1=0,EBF_1B<0.1),0,\nIF(AND(EBF_1>0.1,NOT(V_GT!$E$82=\"x\"),$H$66<=0),\nIFERROR((GT!$E$83+GT!$AF$158)/EBF_1*$P$68,0),\nIFERROR(IF(V_GT!$E$137=\"x\",V_GT!$K$137,V_GT!$BA$137)*V_GT!$AP$151/EBF_1B*$P$68,0))*(\nIFERROR(V_GT!$AR$141/V_GT!$AJ$141*IF(ISNUMBER(V_GT!$M$149),V_GT!$M$149,V_GT!$AF$149),0)+\nIFERROR(V_GT!$AR$143/V_GT!$AJ$143*IF(ISNUMBER(V_GT!$M$151),V_GT!$M$151,V_GT!$AF$151),0)+\nIFERROR(V_GT!$AR$145/V_GT!$AJ$145*IF(ISNUMBER(V_GT!$M$153),V_GT!$M$153,V_GT!$AF$153),0)+\nIFERROR(V_GT!$CC$141/V_GT!$BV$141*IF(ISNUMBER(V_GT!$BC$149),V_GT!$BC$149,0),0)+\nIFERROR(V_GT!$CC$143/V_GT!$BV$143*IF(ISNUMBER(V_GT!$BC$151),V_GT!$BC$151,0),0)+\nIFERROR(V_GT!$CC$145/V_GT!$BV$145*IF(ISNUMBER(V_GT!$BC$153),V_GT!$BC$153,0),0)\n))","v":{"v":0,"d":"0.0"}},null,{"$f":"IF(OR(Kat_2=0,EBF_2B<0.1),0,\nIF(AND(EBF_2>0.1,NOT(V_GT!$E$98=\"x\"),$J$66<=0),\nIFERROR((GT!$E$101+GT!$AF$178)/EBF_2*$P$69,0),\nIFERROR(IF(V_GT!$E$157=\"x\",V_GT!$K$157,V_GT!$BA$157)*V_GT!$AP$171/EBF_2B*$P$69,0))*(\nIFERROR(V_GT!$AR$161/V_GT!$AJ$161*IF(ISNUMBER(V_GT!$M$169),V_GT!$M$169,V_GT!$AF$169),0)+\nIFERROR(V_GT!$AR$163/V_GT!$AJ$163*IF(ISNUMBER(V_GT!$M$171),V_GT!$M$171,V_GT!$AF$171),0)+\nIFERROR(V_GT!$AR$165/V_GT!$AJ$165*IF(ISNUMBER(V_GT!$M$173),V_GT!$M$173,V_GT!$AF$173),0)+\nIFERROR(V_GT!$CC$161/V_GT!$BV$161*IF(ISNUMBER(V_GT!$BC$169),V_GT!$BC$169,0),0)+\nIFERROR(V_GT!$CC$163/V_GT!$BV$163*IF(ISNUMBER(V_GT!$BC$171),V_GT!$BC$171,0),0)+\nIFERROR(V_GT!$CC$165/V_GT!$BV$165*IF(ISNUMBER(V_GT!$BC$173),V_GT!$BC$173,0),0)\n))","v":{"v":0,"d":"0.0"}},null,{"$f":"IF(OR(Kat_3=0,EBF_3B<0.1),0,\nIF(AND(EBF_3>0.1,NOT(V_GT!$E$114=\"x\"),$L$66<=0),\nIFERROR((GT!$E$119+GT!$AF$198)/EBF_3*$P$70,0),\nIFERROR(IF(V_GT!$E$177=\"x\",V_GT!$K$177,V_GT!$BA$177)*V_GT!$AP$191/EBF_3B*$P$70,0))*(\nIFERROR(V_GT!$AR$181/V_GT!$AJ$181*IF(ISNUMBER(V_GT!$M$189),V_GT!$M$189,V_GT!$AF$189),0)+\nIFERROR(V_GT!$AR$183/V_GT!$AJ$183*IF(ISNUMBER(V_GT!$M$191),V_GT!$M$191,V_GT!$AF$191),0)+\nIFERROR(V_GT!$AR$185/V_GT!$AJ$185*IF(ISNUMBER(V_GT!$M$193),V_GT!$M$193,V_GT!$AF$193),0)+\nIFERROR(V_GT!$CC$181/V_GT!$BV$181*IF(ISNUMBER(V_GT!$BC$189),V_GT!$BC$189,0),0)+\nIFERROR(V_GT!$CC$183/V_GT!$BV$183*IF(ISNUMBER(V_GT!$BC$191),V_GT!$BC$191,0),0)+\nIFERROR(V_GT!$CC$185/V_GT!$BV$185*IF(ISNUMBER(V_GT!$BC$193),V_GT!$BC$193,0),0)\n))","v":{"v":0,"d":"0.0"}}]
[null,null,"MGHG,el","[kgCO2-eq/m²]","MGHG Elektrizität",{"v":0,"d":"0.0"},null,{"$f":"IF(OR(Kat_1=0,EBF_1B<0.1),0,V_GT!$K$384*\nIF(V_GT!$E$200=\"x\",IF(ISNUMBER(V_GT!$M$200),V_GT!$M$200,V_GT!$AG$200),IF(ISNUMBER(V_GT!$BG$200),V_GT!$BG$200,0))\n/EBF_1B)","v":{"v":0,"d":"0.0"}},null,{"$f":"IF(OR(Kat_2=0,EBF_2B<0.1),0,V_GT!$K$385*\nIF(V_GT!$E$204=\"x\",IF(ISNUMBER(V_GT!$M$204),V_GT!$M$204,V_GT!$AG$204),IF(ISNUMBER(V_GT!$BG$204),V_GT!$BG$204,0))\n/EBF_2B)","v":{"v":0,"d":"0.0"}},null,{"$f":"IF(OR(Kat_3=0,EBF_3B<0.1),0,V_GT!$K$386*\nIF(V_GT!$E$208=\"x\",IF(ISNUMBER(V_GT!$M$208),V_GT!$M$208,V_GT!$AG$208),IF(ISNUMBER(V_GT!$BG$208),V_GT!$BG$208,0))\n/EBF_3B)","v":{"v":0,"d":"0.0"}}]
[null,null,"MGHG,el,s","[kgCO2-eq/m²]","MGHG PV",{"v":0,"d":"0.0"},null,{"$f":"IF(OR(Kat_1=0,EBF_1B<0.1),0,(\nIF(V_GT!$AX$399=\"x\",V_GT!$BA$399*IF(V_GT!$BZ$408<=0,0,V_GT!$BA$408/V_GT!$BZ$408)*(V_GT!$BI$403-V_GT!$BK$403),0)\n+IF(V_GT!$E$399=\"x\",V_GT!$K$399*IF(V_GT!$AI$408<=0,0,V_GT!$K$408/V_GT!$AI$408)*(IF(ISNUMBER(V_GT!$S$403),V_GT!$S$403,V_GT!$AF$399)-IF(ISNUMBER(V_GT!$U$403),V_GT!$U$403,V_GT!$AF$403)),0)\n)/EBF_1B)","v":{"v":0,"d":"0.0"}},null,{"$f":"IF(OR(Kat_2=0,EBF_2B<0.1),0,(\nIF(V_GT!$AX$399=\"x\",V_GT!$BA$399*IF(V_GT!$BZ$408<=0,0,V_GT!$BC$408/V_GT!$BZ$408)*(V_GT!$BI$403-V_GT!$BK$403),0)\n+IF(V_GT!$E$399=\"x\",V_GT!$K$399*IF(V_GT!$AI$408<=0,0,V_GT!$O$408/V_GT!$AI$408)*(IF(ISNUMBER(V_GT!$S$403),V_GT!$S$403,V_GT!$AF$399)-IF(ISNUMBER(V_GT!$U$403),V_GT!$U$403,V_GT!$AF$403)),0)\n)/EBF_2B)","v":{"v":0,"d":"0.0"}},null,{"$f":"IF(OR(Kat_3=0,EBF_3B<0.1),0,(\nIF(V_GT!$AX$399=\"x\",V_GT!$BA$399*IF(V_GT!$BZ$408<=0,0,V_GT!$BE$408/V_GT!$BZ$408)*(V_GT!$BI$403-V_GT!$BK$403),0)\n+IF(V_GT!$E$399=\"x\",V_GT!$K$399*IF(V_GT!$AI$408<=0,0,V_GT!$S$408/V_GT!$AI$408)*(IF(ISNUMBER(V_GT!$S$403),V_GT!$S$403,V_GT!$AF$399)-IF(ISNUMBER(V_GT!$U$403),V_GT!$U$403,V_GT!$AF$403)),0)\n)/EBF_3B)","v":{"v":0,"d":"0.0"}}]
[null,null,"MGHG,el,x","[kgCO2-eq/m²]","MGHG weitere Eigenproduktion",{"v":0,"d":"0.0"},null,{"$f":"IF(OR(Kat_1=0,EBF_1B<0.1),0,(\nIF(V_GT!$AX$412=\"x\",V_GT!$BA$414*IF(V_GT!$BZ$429<=0,0,V_GT!$BA$429/V_GT!$BZ$429)*(V_GT!$BC$418-V_GT!$BE$418),0)\n+IF(V_GT!$E$412=\"x\",V_GT!$K$414*IF(V_GT!$AI$429<=0,0,V_GT!$K$429/V_GT!$AI$429)*(IF(ISNUMBER(V_GT!$M$418),V_GT!$M$418,V_GT!$AF$418)-IF(ISNUMBER(V_GT!$O$418),V_GT!$O$418,V_GT!$AF$422)),0)\n)/EBF_1B)","v":{"v":0,"d":"0.0"}},null,{"$f":"IF(OR(Kat_2=0,EBF_2B<0.1),0,(\nIF(V_GT!$AX$412=\"x\",V_GT!$BA$414*IF(V_GT!$BZ$429<=0,0,V_GT!$BC$429/V_GT!$BZ$429)*(V_GT!$BC$418-V_GT!$BE$418),0)\n+IF(V_GT!$E$412=\"x\",V_GT!$K$414*IF(V_GT!$AI$429<=0,0,V_GT!$O$429/V_GT!$AI$429)*(IF(ISNUMBER(V_GT!$M$418),V_GT!$M$418,V_GT!$AF$418)-IF(ISNUMBER(V_GT!$O$418),V_GT!$O$418,V_GT!$AF$422)),0)\n)/EBF_2B)","v":{"v":0,"d":"0.0"}},null,{"$f":"IF(OR(Kat_3=0,EBF_3B<0.1),0,(\nIF(V_GT!$AX$412=\"x\",V_GT!$BA$414*IF(V_GT!$BZ$429<=0,0,V_GT!$BE$429/V_GT!$BZ$429)*(V_GT!$BC$418-V_GT!$BE$418),0)\n+IF(V_GT!$E$412=\"x\",V_GT!$K$414*IF(V_GT!$AI$429<=0,0,V_GT!$S$429/V_GT!$AI$429)*(IF(ISNUMBER(V_GT!$M$418),V_GT!$M$418,V_GT!$AF$418)-IF(ISNUMBER(V_GT!$O$418),V_GT!$O$418,V_GT!$AF$422)),0)\n)/EBF_3B)","v":{"v":0,"d":"0.0"}}]
[null,null,"MGHG,ref","[kWh/m²]","Referenz Emissions-Kennzahl",{"$f":"F71*$F86","v":{"v":0,"d":"0.0"}},null,{"$f":"H71*$F86","v":{"v":0,"d":"0.0"}},null,{"$f":"J71*$F86","v":{"v":0,"d":"0.0"}},null,{"$f":"L71*$F86","v":{"v":0,"d":"0.0"}}]
[null,null,"kGHG,ref","[kgCO2-eq/kWh]","Standard Treibhausgas-Kennzahl",0.045]
[null,null,"RGHG","[-]","Treibhausgasemissions-Kennwert",{"$f":"IFERROR(F77/F85,0)","v":{"v":0,"d":"0%"}}]
[null,null,"Klassierung Treibhausgasemissionen",null,null,{"$f":"IF(F87=0,\"\",IF(F87>Daten!$B$290,Daten!$A$290,IF(F87>Daten!$B$289,Daten!$A$289,IF(F87>Daten!$B$288,Daten!$A$288,IF(F87>Daten!$B$287,Daten!$A$287,IF(F87>Daten!$B$286,Daten!$A$286,IF(F87>Daten!$B$285,Daten!$A$285,Daten!$A$284)))))))","v":""}]
[]
[]
[null,"Variante C",{"$nulls":15},"Kommentare:"]
[]
[null,"C.1 Gebäudehülleneffizienz",{"$nulls":12},"IST (overall Heizen)"]
[]
[null,null,"QH,li0","[kWh/m²]","Grenzwert Basis",{"$f":"(EBF_1C*H95+EBF_2C*J95+EBF_3C*L95)/EBF_totC","v":{"v":0,"d":"0.0"}},null,{"$f":"GI!$C$91*IF(GI!$C$55=\"\",0,_xlfn.XLOOKUP(GI!$C$55,Daten!$A$30:$A$31,Daten!$B$30:$B$31,0))","v":{"v":0,"d":"0.0"}},null,{"$f":"GI!$E$91*IF(GI!$C$55=\"\",0,_xlfn.XLOOKUP(GI!$C$55,Daten!$A$30:$A$31,Daten!$B$30:$B$31,0))","v":{"v":0,"d":"0.0"}},null,{"$f":"GI!$G$91*IF(GI!$C$55=\"\",0,_xlfn.XLOOKUP(GI!$C$55,Daten!$A$30:$A$31,Daten!$B$30:$B$31,0))","v":{"v":0,"d":"0.0"}},null,{"$f":"Kat_1","v":{"v":0,"d":"0.0"}},{"$f":"IFERROR((GT!$E$14*(IFERROR(GT!$E$18*GT!$AI$18,0)+IFERROR(GT!$E$20*GT!$AI$20,0)+IFERROR(GT!$E$22*GT!$AI$22,0))\n+GT!$E$148*(IFERROR(GT!$E$152*GT!$AI$152*GT!$O$152,0)+IFERROR(GT!$E$154*GT!$AI$154*GT!$O$154,0)+IFERROR(GT!$E$156*GT!$AI$156*GT!$O$156,0)))\n/(GT!$E$14+GT!$E$148*SUM(GT!$O$152:$O$156)),0)","v":{"v":0,"d":"0.00"}}]
[null,null,"∆QH,li","[kWh/m²]","Grenzwert Steigung",{"$f":"(EBF_1C*H96+EBF_2C*J96+EBF_3C*L96)/EBF_totC","v":{"v":0,"d":"0.0"}},null,{"$f":"GI!$C$92*IF(GI!$C$55=\"\",0,_xlfn.XLOOKUP(GI!$C$55,Daten!$A$30:$A$31,Daten!$B$30:$B$31,0))","v":{"v":0,"d":"0.0"}},null,{"$f":"GI!$E$92*IF(GI!$C$55=\"\",0,_xlfn.XLOOKUP(GI!$C$55,Daten!$A$30:$A$31,Daten!$B$30:$B$31,0))","v":{"v":0,"d":"0.0"}},null,{"$f":"GI!$G$92*IF(GI!$C$55=\"\",0,_xlfn.XLOOKUP(GI!$C$55,Daten!$A$30:$A$31,Daten!$B$30:$B$31,0))","v":{"v":0,"d":"0.0"}},null,{"$f":"Kat_2","v":{"v":0,"d":"0.0"}},{"$f":"IFERROR((GT!$E$34*(IFERROR(GT!$E$38*GT!$AI$38,0)+IFERROR(GT!$E$40*GT!$AI$40,0)+IFERROR(GT!$E$42*GT!$AI$42,0))\n+GT!$E$168*(IFERROR(GT!$E$172*GT!$AI$172*GT!$O$172,0)+IFERROR(GT!$E$174*GT!$AI$174*GT!$O$174,0)+IFERROR(GT!$E$176*GT!$AI$176*GT!$O$176,0)))\n/(GT!$E$34+GT!$E$168*SUM(GT!$O$172:$O$176)),0)","v":{"v":0,"d":"0.00"}}]
[null,null,"fcor","[-]","Temperaturkorrektur",{"$f":"1+((9.4-Daten!$BW$75)*0.06)","v":1.564},{"$nulls":7},{"$f":"Kat_3","v":{"v":0,"d":"0.0"}},{"$f":"IFERROR((GT!$E$54*(IFERROR(GT!$E$58*GT!$AI$58,0)+IFERROR(GT!$E$60*GT!$AI$60,0)+IFERROR(GT!$E$62*GT!$AI$62,0))\n+GT!$E$188*(IFERROR(GT!$E$192*GT!$AI$192*GT!$O$192,0)+IFERROR(GT!$E$194*GT!$AI$194*GT!$O$194,0)+IFERROR(GT!$E$196*GT!$AI$196*GT!$O$196,0)))\n/(GT!$E$54+GT!$E$188*SUM(GT!$O$192:$O$196)),0)","v":{"v":0,"d":"0.00"}}]
[null,null,"Ath","[m²]","therm. Gebäudehüllfläche",{"$f":"SUM(H98:M98)","v":0},null,{"$f":"SUMIFS(GH!$E$10:$E$149,GH!$D$10:$D$149,Kat_1,V_GH!$S$10:$S$149,\"x\")\n+SUMIFS(GH!$E$184:$E$207,GH!$D$184:$D$207,Kat_1,V_GH!$S$184:$S$207,\"x\")\n+SUMIFS(M_GH!$E$11:$E$150,M_GH!$D$11:$D$150,Kat_1,V_GH!$AO$10:$AO$149,\"x\")\n+SUMIFS(M_GH!$E$185:$E$208,M_GH!$D$185:$D$208,Kat_1,V_GH!$AO$184:$AO$207,\"x\")","v":0},null,{"$f":"SUMIFS(GH!$E$10:$E$149,GH!$D$10:$D$149,Kat_2,V_GH!$S$10:$S$149,\"x\")\n+SUMIFS(GH!$E$184:$E$207,GH!$D$184:$D$207,Kat_2,V_GH!$S$184:$S$207,\"x\")\n+SUMIFS(M_GH!$E$11:$E$150,M_GH!$D$11:$D$150,Kat_2,V_GH!$AO$10:$AO$149,\"x\")\n+SUMIFS(M_GH!$E$185:$E$208,M_GH!$D$185:$D$208,Kat_2,V_GH!$AO$184:$AO$207,\"x\")","v":0},null,{"$f":"SUMIFS(GH!$E$10:$E$149,GH!$D$10:$D$149,Kat_3,V_GH!$S$10:$S$149,\"x\")\n+SUMIFS(GH!$E$184:$E$207,GH!$D$184:$D$207,Kat_3,V_GH!$S$184:$S$207,\"x\")\n+SUMIFS(M_GH!$E$11:$E$150,M_GH!$D$11:$D$150,Kat_3,V_GH!$AO$10:$AO$149,\"x\")\n+SUMIFS(M_GH!$E$185:$E$208,M_GH!$D$185:$D$208,Kat_3,V_GH!$AO$184:$AO$207,\"x\")","v":0},null,null,"IST (overall WW)"]
[null,null,"QH,li","[kWh/m²]","Grenzwert",{"$f":"(F95+F96*F98/EBF_totC)*F97","v":{"v":0,"d":"0.0"}},null,{"$f":"(H95+H96*IF(EBF_1C>0.1,H98/EBF_1C,0))*F97","v":{"v":0,"d":"0.0"}},null,{"$f":"(J95+J96*IF(EBF_2C>0.1,J98/EBF_2C,0))*F97","v":{"v":0,"d":"0.0"}},null,{"$f":"(L95+L96*IF(EBF_3C>0.1,L98/EBF_3C,0))*F97","v":{"v":0,"d":"0.0"}},null,{"$f":"Kat_1","v":{"v":0,"d":"0.0"}},{"$f":"IFERROR((GT!$E$83*(IFERROR(GT!$E$89*GT!$AI$89,0)+IFERROR(GT!$E$91*GT!$AI$91,0))\n+GT!$E$148*(IFERROR(GT!$E$152*GT!$AI$152*GT!$Q$152,0)+IFERROR(GT!$E$154*GT!$AI$154*GT!$Q$154,0)+IFERROR(GT!$E$156*GT!$AI$156*GT!$Q$156,0)))\n/(GT!$E$83+GT!$E$148*SUM(GT!$Q$152:$Q$156)),0)","v":{"v":0,"d":"0.00"}}]
[null,null,"QH","[kWh/m²]","Heizwärmebedarf",{"$f":"V_QH!F312","v":{"v":0,"d":"0.00"}},null,{"$f":"V_QH!F297","v":{"v":0,"d":"0.00"}},null,{"$f":"V_QH!F302","v":{"v":0,"d":"0.00"}},null,{"$f":"V_QH!F307","v":{"v":0,"d":"0.00"}},null,{"$f":"Kat_2","v":{"v":0,"d":"0.0"}},{"$f":"IFERROR((GT!$E$101*(IFERROR(GT!$E$107*GT!$AI$107,0)+IFERROR(GT!$E$109*GT!$AI$109,0))\n+GT!$E$168*(IFERROR(GT!$E$172*GT!$AI$172*GT!$Q$172,0)+IFERROR(GT!$E$174*GT!$AI$174*GT!$Q$174,0)+IFERROR(GT!$E$176*GT!$AI$176*GT!$Q$176,0)))\n/(GT!$E$101+GT!$E$168*SUM(GT!$Q$172:$Q$176)),0)","v":{"v":0,"d":"0.00"}}]
[null,null,"RH","[-]","Heizwärmebedarfskennwert",{"$f":"IFERROR(F100/F99,0)","v":{"v":0,"d":"0%"}},{"$nulls":7},{"$f":"Kat_3","v":{"v":0,"d":"0.0"}},{"$f":"IFERROR((GT!$E$119*(IFERROR(GT!$E$125*GT!$AI$125,0)+IFERROR(GT!$E$127*GT!$AI$127,0))\n+GT!$E$188*(IFERROR(GT!$E$192*GT!$AI$192*GT!$Q$192,0)+IFERROR(GT!$E$194*GT!$AI$194*GT!$Q$194,0)+IFERROR(GT!$E$196*GT!$AI$196*GT!$Q$196,0)))\n/(GT!$E$119+GT!$E$188*SUM(GT!$Q$192:$Q$196)),0)","v":{"v":0,"d":"0.00"}}]
[null,null,"Klassierung Gebäudehülleneffizienz",null,null,{"$f":"IF(F101=0,\"\",IF(F101>Daten!$B$290,Daten!$A$290,IF(F101>Daten!$B$289,Daten!$A$289,IF(F101>Daten!$B$288,Daten!$A$288,IF(F101>Daten!$B$287,Daten!$A$287,IF(F101>Daten!$B$286,Daten!$A$286,IF(F101>Daten!$B$285,Daten!$A$285,Daten!$A$284)))))))","v":""}]
[]
[null,"C.2 Gesamtenergieeffizienz",{"$nulls":11},"Berechnung: Verhältnis Qhvar zu Qhist wird mit gemessenem Verbrauch multipliziert (ergibt verbesserten Verbrauch, falls Verbesserung in Gebäudehülle). Nun wird der durch die Prozess-Abwärme nutzbare Verbrauch abgezogen, der nach wei vor gleich bleibt (die aktivierten in den Varianten). Dieser Rest-Verbrauch wird dann mit den jeweiligen Prozentsätzen der Energieträger multipliziert. ","."]
[]
[null,null,"EP","[kWh/m²]","Primärenergie-Kennzahl",{"$f":"SUM(F107:G113)","v":{"v":0,"d":"0.0"}},null,{"$f":"SUM(H107:I113)","v":{"v":0,"d":"0.0"}},null,{"$f":"SUM(J107:K113)","v":{"v":0,"d":"0.0"}},null,{"$f":"SUM(L107:M113)","v":{"v":0,"d":"0.0"}},null,null,"Var C Wärme","Var C Prozess Wärme"]
[null,null,"EP,H","[kWh/m²]","EP Heizen",{"$f":"IF(EBF_totC<0.001,0,(H107*EBF_1C+J107*EBF_2C+L107*EBF_3C)/EBF_totC)","v":{"v":0,"d":"0.0"}},null,{"$f":"IF(OR(Kat_1=0,EBF_1C<0.1),0,\nIFERROR(IF(AND(EBF_1>0.1,NOT(V_GT!$G$17=\"x\")),\nMAX($H$100/Kat!$H$12*(GT!$E$14+GT!$AD$158)/EBF_1*$O$9-IFERROR(IF(V_GT!$G$137=\"x\",V_GT!$K$137,V_GT!$BA$137)*V_GT!$AL$153/EBF_1C*$P$107,0),0),\nIF(V_GT!$G$17=\"x\",V_GT!$K$17,0)/EBF_1C*$O$107),0)*(\nIFERROR(V_GT!$AO$21*IF(ISNUMBER(V_GT!$Q$29),V_GT!$Q$29,V_GT!$AG$29)/V_GT!$AJ$21,0)+\nIFERROR(V_GT!$AO$23*IF(ISNUMBER(V_GT!$Q$31),V_GT!$Q$31,V_GT!$AG$31)/V_GT!$AJ$23,0)+\nIFERROR(V_GT!$AO$25*IF(ISNUMBER(V_GT!$Q$33),V_GT!$Q$33,V_GT!$AG$33)/V_GT!$AJ$25,0)+\nIFERROR(V_GT!$BZ$21*IF(ISNUMBER(V_GT!$BG$29),V_GT!$BG$29,0)/V_GT!$BV$21,0)+\nIFERROR(V_GT!$BZ$23*IF(ISNUMBER(V_GT!$BG$31),V_GT!$BG$31,0)/V_GT!$BV$23,0)+\nIFERROR(V_GT!$BZ$25*IF(ISNUMBER(V_GT!$BG$33),V_GT!$BG$33,0)/V_GT!$BV$25,0)\n))","v":{"v":0,"d":"0.0"}},null,{"$f":"IF(OR(Kat_2=0,EBF_2C<0.1),0,\nIFERROR(IF(AND(EBF_2>0.1,NOT(V_GT!$G$38=\"x\")),\nMAX($J$100/Kat!$J$12*(GT!$E$34+GT!$AD$178)/EBF_2*$O$10-IFERROR(IF(V_GT!$G$157=\"x\",V_GT!$K$157,V_GT!$BA$157)*V_GT!$AL$173/EBF_2C*$P$108,0),0),\nIF(V_GT!$G$38=\"x\",V_GT!$K$38,0)/EBF_2C*$O$108),0)*(\nIFERROR(V_GT!$AO$41*IF(ISNUMBER(V_GT!$Q$49),V_GT!$Q$49,V_GT!$AG$49)/V_GT!$AJ$41,0)+\nIFERROR(V_GT!$AO$43*IF(ISNUMBER(V_GT!$Q$51),V_GT!$Q$51,V_GT!$AG$51)/V_GT!$AJ$43,0)+\nIFERROR(V_GT!$AO$45*IF(ISNUMBER(V_GT!$Q$53),V_GT!$Q$53,V_GT!$AG$53)/V_GT!$AJ$45,0)+\nIFERROR(V_GT!$BZ$41*IF(ISNUMBER(V_GT!$BG$49),V_GT!$BG$49,0)/V_GT!$BV$41,0)+\nIFERROR(V_GT!$BZ$43*IF(ISNUMBER(V_GT!$BG$51),V_GT!$BG$51,0)/V_GT!$BV$43,0)+\nIFERROR(V_GT!$BZ$45*IF(ISNUMBER(V_GT!$BG$53),V_GT!$BG$53,0)/V_GT!$BV$45,0)\n))","v":{"v":0,"d":"0.0"}},null,{"$f":"IF(OR(Kat_3=0,EBF_3C<0.1),0,\nIFERROR(IF(AND(EBF_3>0.1,NOT(V_GT!$G$58=\"x\")),\nMAX($L$100/Kat!$L$12*(GT!$E$54+GT!$AD$198)/EBF_3*$O$11-IFERROR(IF(V_GT!$G$177=\"x\",V_GT!$K$177,V_GT!$BA$177)*V_GT!$AL$193/EBF_3C*$P$109,0),0),\nIF(V_GT!$G$58=\"x\",V_GT!$K$58,0)/EBF_3C*$O$109),0)*(\nIFERROR(V_GT!$AO$61*IF(ISNUMBER(V_GT!$Q$69),V_GT!$Q$69,V_GT!$AG$69)/V_GT!$AJ$61,0)+\nIFERROR(V_GT!$AO$63*IF(ISNUMBER(V_GT!$Q$71),V_GT!$Q$71,V_GT!$AG$71)/V_GT!$AJ$63,0)+\nIFERROR(V_GT!$AO$65*IF(ISNUMBER(V_GT!$Q$73),V_GT!$Q$73,V_GT!$AG$73)/V_GT!$AJ$65,0)+\nIFERROR(V_GT!$BZ$61*IF(ISNUMBER(V_GT!$BG$69),V_GT!$BG$69,0)/V_GT!$BV$61,0)+\nIFERROR(V_GT!$BZ$63*IF(ISNUMBER(V_GT!$BG$71),V_GT!$BG$71,0)/V_GT!$BV$63,0)+\nIFERROR(V_GT!$BZ$65*IF(ISNUMBER(V_GT!$BG$73),V_GT!$BG$73,0)/V_GT!$BV$65,0)\n))","v":{"v":0,"d":"0.0"}},null,{"$f":"Kat_1","v":{"v":0,"d":"0.0"}},{"$f":"V_GT!$AO$21*V_GT!$AJ$21+V_GT!$AO$23*V_GT!$AJ$23+V_GT!$AO$25*V_GT!$AJ$25\n+V_GT!$BZ$21*V_GT!$BV$21+V_GT!$BZ$23*V_GT!$BV$23+V_GT!$BZ$25*V_GT!$BV$25","v":{"v":0,"d":"0.00"}},{"$f":"V_GT!$AO$141*V_GT!$AJ$141+V_GT!$AO$143*V_GT!$AJ$143+V_GT!$AO$145*V_GT!$AJ$145\n+V_GT!$BZ$141*V_GT!$BV$141+V_GT!$BZ$143*V_GT!$BV$143+V_GT!$BZ$145*V_GT!$BV$145","v":{"v":0,"d":"0.00"}}]
[null,null,"EP,Hpa","[kWh/m²]","EP Heizen aus Prozess-Abwärme",{"v":0,"d":"0.0"},null,{"$f":"IF(OR(Kat_1=0,EBF_1C<0.1),0,\nIF(AND(EBF_1>0.1,NOT(V_GT!$G$17=\"x\"),$H$107<=0),\nIFERROR($H$100/Kat!$H$12*(GT!$E$14+GT!$AD$158)/EBF_1*$P$107,0),\nIFERROR(IF(V_GT!$G$137=\"x\",V_GT!$K$137,IF(ISNUMBER(V_GT!$BA$137),V_GT!$BA$137,0)),0)*V_GT!$AL$153/EBF_1C*$P$107)*(\nIFERROR(V_GT!$AO$141*IF(ISNUMBER(V_GT!$Q$149),V_GT!$Q$149,V_GT!$AG$149)/V_GT!$AJ$141,0)+\nIFERROR(V_GT!$AO$143*IF(ISNUMBER(V_GT!$Q$151),V_GT!$Q$151,V_GT!$AG$151)/V_GT!$AJ$143,0)+\nIFERROR(V_GT!$AO$145*IF(ISNUMBER(V_GT!$Q$153),V_GT!$Q$153,V_GT!$AG$153)/V_GT!$AJ$145,0)+\nIFERROR(V_GT!$BZ$141*IF(ISNUMBER(V_GT!$BG$149),V_GT!$BG$149,0)/V_GT!$BV$141,0)+\nIFERROR(V_GT!$BZ$143*IF(ISNUMBER(V_GT!$BG$151),V_GT!$BG$151,0)/V_GT!$BV$143,0)+\nIFERROR(V_GT!$BZ$145*IF(ISNUMBER(V_GT!$BG$153),V_GT!$BG$153,0)/V_GT!$BV$145,0)\n))","v":{"v":0,"d":"0.0"}},null,{"$f":"IF(OR(Kat_2=0,EBF_2C<0.1),0,\nIF(AND(EBF_2>0.1,NOT(V_GT!$G$38=\"x\"),$J$107<=0),\nIFERROR($J$100/Kat!$J$12*(GT!$E$34+GT!$AD$178)/EBF_2*$P$108,0),\nIFERROR(IF(V_GT!$G$157=\"x\",V_GT!$K$157,IF(ISNUMBER(V_GT!$BA$157),V_GT!$BA$157,0)),0)*V_GT!$AL$173/EBF_2C*$P$108)*(\nIFERROR(V_GT!$AO$161*IF(ISNUMBER(V_GT!$Q$169),V_GT!$Q$169,V_GT!$AG$169)/V_GT!$AJ$161,0)+\nIFERROR(V_GT!$AO$163*IF(ISNUMBER(V_GT!$Q$171),V_GT!$Q$171,V_GT!$AG$171)/V_GT!$AJ$163,0)+\nIFERROR(V_GT!$AO$165*IF(ISNUMBER(V_GT!$Q$173),V_GT!$Q$173,V_GT!$AG$173)/V_GT!$AJ$165,0)+\nIFERROR(V_GT!$BZ$161*IF(ISNUMBER(V_GT!$BG$169),V_GT!$BG$169,0)/V_GT!$BV$161,0)+\nIFERROR(V_GT!$BZ$163*IF(ISNUMBER(V_GT!$BG$171),V_GT!$BG$171,0)/V_GT!$BV$163,0)+\nIFERROR(V_GT!$BZ$165*IF(ISNUMBER(V_GT!$BG$173),V_GT!$BG$173,0)/V_GT!$BV$165,0)\n))","v":{"v":0,"d":"0.0"}},null,{"$f":"IF(OR(Kat_3=0,EBF_3C<0.1),0,\nIF(AND(EBF_3>0.1,NOT(V_GT!$G$58=\"x\"),$L$107<=0),\nIFERROR($L$100/Kat!$L$12*(GT!$E$54+GT!$AD$198)/EBF_3*$P$109,0),\nIFERROR(IF(V_GT!$G$177=\"x\",V_GT!$K$177,IF(ISNUMBER(V_GT!$BA$177),V_GT!$BA$177,0)),0)*V_GT!$AL$193/EBF_3C*$P$109)*(\nIFERROR(V_GT!$AO$181*IF(ISNUMBER(V_GT!$Q$189),V_GT!$Q$189,V_GT!$AG$189)/V_GT!$AJ$181,0)+\nIFERROR(V_GT!$AO$183*IF(ISNUMBER(V_GT!$Q$191),V_GT!$Q$191,V_GT!$AG$191)/V_GT!$AJ$183,0)+\nIFERROR(V_GT!$AO$185*IF(ISNUMBER(V_GT!$Q$193),V_GT!$Q$193,V_GT!$AG$193)/V_GT!$AJ$185,0)+\nIFERROR(V_GT!$BZ$181*IF(ISNUMBER(V_GT!$BG$189),V_GT!$BG$189,0)/V_GT!$BV$181,0)+\nIFERROR(V_GT!$BZ$183*IF(ISNUMBER(V_GT!$BG$191),V_GT!$BG$191,0)/V_GT!$BV$183,0)+\nIFERROR(V_GT!$BZ$185*IF(ISNUMBER(V_GT!$BG$193),V_GT!$BG$193,0)/V_GT!$BV$185,0)\n))","v":{"v":0,"d":"0.0"}},null,{"$f":"Kat_2","v":{"v":0,"d":"0.0"}},{"$f":"V_GT!$AO$41*V_GT!$AJ$41+V_GT!$AO$43*V_GT!$AJ$43+V_GT!$AO$45*V_GT!$AJ$45\n+V_GT!$BZ$41*V_GT!$BV$41+V_GT!$BZ$43*V_GT!$BV$43+V_GT!$BZ$45*V_GT!$BV$45","v":{"v":0,"d":"0.00"}},{"$f":"V_GT!$AO$161*V_GT!$AJ$161+V_GT!$AO$163*V_GT!$AJ$163+V_GT!$AO$165*V_GT!$AJ$165\n+V_GT!$BZ$161*V_GT!$BV$161+V_GT!$BZ$163*V_GT!$BV$163+V_GT!$BZ$165*V_GT!$BV$165","v":{"v":0,"d":"0.00"}}]
[null,null,"EP,W","[kWh/m²]","EP Warmwasser",{"v":0,"d":"0.0"},null,{"$f":"IF(OR(Kat_1=0,EBF_1C<0.1),0,\nIF(AND(EBF_1>0.1,NOT(V_GT!$G$82=\"x\")),\nIFERROR(MAX((GT!$E$83+GT!$AF$158)/EBF_1*$O$13-IF(V_GT!$G$137=\"x\",V_GT!$K$137,V_GT!$BA$137)*V_GT!$AP$153/EBF_1C*$P$111,0),0),\nIFERROR(IF(V_GT!$G$82=\"x\",V_GT!$K$82,0)/EBF_1C*$P$111,0))*(\nIFERROR(V_GT!$AS$86*IF(ISNUMBER(V_GT!$Q$92),V_GT!$Q$92,V_GT!$AG$92)/V_GT!$AJ$86,0)+\nIFERROR(V_GT!$AS$88*IF(ISNUMBER(V_GT!$Q$94),V_GT!$Q$94,V_GT!$AG$94)/V_GT!$AJ$88,0)+\nIFERROR(V_GT!$CD$86*IF(ISNUMBER(V_GT!$BG$92),V_GT!$BG$92,0)/V_GT!$BV$86,0)+\nIFERROR(V_GT!$CD$88*IF(ISNUMBER(V_GT!$BG$94),V_GT!$BG$94,0)/V_GT!$BV$88,0)\n))","v":{"v":0,"d":"0.0"}},null,{"$f":"IF(OR(Kat_2=0,EBF_2C<0.1),0,\nIF(AND(EBF_2>0.1,NOT(V_GT!$G$98=\"x\")),\nIFERROR(MAX((GT!$E$101+GT!$AF$178)/EBF_2*$O$14-IF(V_GT!$G$157=\"x\",V_GT!$K$157,V_GT!$BA$157)*V_GT!$AP$173/EBF_2C*$P$112,0),0),\nIFERROR(IF(V_GT!$G$98=\"x\",V_GT!$K$98,0)/EBF_2C*$P$112,0))*(\nIFERROR(V_GT!$AS$102*IF(ISNUMBER(V_GT!$Q$108),V_GT!$Q$108,V_GT!$AG$108)/V_GT!$AJ$102,0)+\nIFERROR(V_GT!$AS$104*IF(ISNUMBER(V_GT!$Q$110),V_GT!$Q$110,V_GT!$AG$110)/V_GT!$AJ$104,0)+\nIFERROR(V_GT!$CD$102*IF(ISNUMBER(V_GT!$BG$108),V_GT!$BG$108,0)/V_GT!$BV$102,0)+\nIFERROR(V_GT!$CD$104*IF(ISNUMBER(V_GT!$BG$110),V_GT!$BG$110,0)/V_GT!$BV$104,0)\n))","v":{"v":0,"d":"0.0"}},null,{"$f":"IF(OR(Kat_3=0,EBF_3C<0.1),0,\nIF(AND(EBF_3>0.1,NOT(V_GT!$G$114=\"x\")),\nIFERROR(MAX((GT!$E$119+GT!$AF$198)/EBF_3*$O$15-IF(V_GT!$G$177=\"x\",V_GT!$K$177,V_GT!$BA$177)*V_GT!$AP$193/EBF_3C*$P$113,0),0),\nIFERROR(IF(V_GT!$G$114=\"x\",V_GT!$K$114,0)/EBF_3C*$P$113,0))*(\nIFERROR(V_GT!$AS$118*IF(ISNUMBER(V_GT!$Q$124),V_GT!$Q$124,V_GT!$AG$124)/V_GT!$AJ$118,0)+\nIFERROR(V_GT!$AS$120*IF(ISNUMBER(V_GT!$Q$126),V_GT!$Q$126,V_GT!$AG$126)/V_GT!$AJ$120,0)+\nIFERROR(V_GT!$CD$118*IF(ISNUMBER(V_GT!$BG$124),V_GT!$BG$124,0)/V_GT!$BV$118,0)+\nIFERROR(V_GT!$CD$120*IF(ISNUMBER(V_GT!$BG$126),V_GT!$BG$126,0)/V_GT!$BV$120,0)\n))","v":{"v":0,"d":"0.0"}},null,{"$f":"Kat_3","v":{"v":0,"d":"0.0"}},{"$f":"V_GT!$AO$61*V_GT!$AJ$61+V_GT!$AO$63*V_GT!$AJ$63+V_GT!$AO$65*V_GT!$AJ$65\n+V_GT!$BZ$61*V_GT!$BV$61+V_GT!$BZ$63*V_GT!$BV$63+V_GT!$BZ$65*V_GT!$BV$65","v":{"v":0,"d":"0.00"}},{"$f":"V_GT!$AO$181*V_GT!$AJ$181+V_GT!$AO$183*V_GT!$AJ$183+V_GT!$AO$185*V_GT!$AJ$185\n+V_GT!$BZ$181*V_GT!$BV$181+V_GT!$BZ$183*V_GT!$BV$183+V_GT!$BZ$185*V_GT!$BV$185","v":{"v":0,"d":"0.00"}}]
[null,null,"EP,Wpa","[kWh/m²]","EP Warmwasser aus Prozess-Abw.",{"v":0,"d":"0.0"},null,{"$f":"IF(OR(Kat_1=0,EBF_1C<0.1),0,\nIF(AND(EBF_1>0.1,NOT(V_GT!$G$82=\"x\"),$H$109<=0),\nIFERROR((GT!$E$83+GT!$AF$158)/EBF_1*$P$111,0),\nIFERROR(IF(V_GT!$G$137=\"x\",V_GT!$K$137,V_GT!$BA$137)*V_GT!$AP$153/EBF_1C*$P$111,0))*(\nIFERROR(V_GT!$AS$141*IF(ISNUMBER(V_GT!$Q$149),V_GT!$Q$149,V_GT!$AG$149)/V_GT!$AJ$141,0)+\nIFERROR(V_GT!$AS$143*IF(ISNUMBER(V_GT!$Q$151),V_GT!$Q$151,V_GT!$AG$151)/V_GT!$AJ$143,0)+\nIFERROR(V_GT!$AS$145*IF(ISNUMBER(V_GT!$Q$153),V_GT!$Q$153,V_GT!$AG$153)/V_GT!$AJ$145,0)+\nIFERROR(V_GT!$CD$141*IF(ISNUMBER(V_GT!$BG$149),V_GT!$BG$149,0)/V_GT!$BV$141,0)+\nIFERROR(V_GT!$CD$143*IF(ISNUMBER(V_GT!$BG$151),V_GT!$BG$151,0)/V_GT!$BV$143,0)+\nIFERROR(V_GT!$CD$145*IF(ISNUMBER(V_GT!$BG$153),V_GT!$BG$153,0)/V_GT!$BV$145,0)\n))","v":{"v":0,"d":"0.0"}},null,{"$f":"IF(OR(Kat_2=0,EBF_2C<0.1),0,\nIF(AND(EBF_2>0.1,NOT(V_GT!$G$98=\"x\"),$J$109<=0),\nIFERROR((GT!$E$101+GT!$AF$178)/EBF_2*$P$112,0),\nIFERROR(IF(V_GT!$G$157=\"x\",V_GT!$K$157,V_GT!$BA$157)*V_GT!$AP$173/EBF_2C*$P$112,0))*(\nIFERROR(V_GT!$AS$161*IF(ISNUMBER(V_GT!$Q$169),V_GT!$Q$169,V_GT!$AG$169)/V_GT!$AJ$161,0)+\nIFERROR(V_GT!$AS$163*IF(ISNUMBER(V_GT!$Q$171),V_GT!$Q$171,V_GT!$AG$171)/V_GT!$AJ$163,0)+\nIFERROR(V_GT!$AS$165*IF(ISNUMBER(V_GT!$Q$173),V_GT!$Q$173,V_GT!$AG$173)/V_GT!$AJ$165,0)+\nIFERROR(V_GT!$CD$161*IF(ISNUMBER(V_GT!$BG$169),V_GT!$BG$169,0)/V_GT!$BV$161,0)+\nIFERROR(V_GT!$CD$163*IF(ISNUMBER(V_GT!$BG$171),V_GT!$BG$171,0)/V_GT!$BV$163,0)+\nIFERROR(V_GT!$CD$165*IF(ISNUMBER(V_GT!$BG$173),V_GT!$BG$173,0)/V_GT!$BV$165,0)\n))","v":{"v":0,"d":"0.0"}},null,{"$f":"IF(OR(Kat_3=0,EBF_3C<0.1),0,\nIF(AND(EBF_3>0.1,NOT(V_GT!$G$114=\"x\"),$L$109<=0),\nIFERROR((GT!$E$119+GT!$AF$198)/EBF_3*$P$113,0),\nIFERROR(IF(V_GT!$G$177=\"x\",V_GT!$K$177,V_GT!$BA$177)*V_GT!$AP$193/EBF_3C*$P$113,0))*(\nIFERROR(V_GT!$AS$181*IF(ISNUMBER(V_GT!$Q$189),V_GT!$Q$189,V_GT!$AG$189)/V_GT!$AJ$181,0)+\nIFERROR(V_GT!$AS$183*IF(ISNUMBER(V_GT!$Q$191),V_GT!$Q$191,V_GT!$AG$191)/V_GT!$AJ$183,0)+\nIFERROR(V_GT!$AS$185*IF(ISNUMBER(V_GT!$Q$193),V_GT!$Q$193,V_GT!$AG$193)/V_GT!$AJ$185,0)+\nIFERROR(V_GT!$CD$181*IF(ISNUMBER(V_GT!$BG$189),V_GT!$BG$189,0)/V_GT!$BV$181,0)+\nIFERROR(V_GT!$CD$183*IF(ISNUMBER(V_GT!$BG$191),V_GT!$BG$191,0)/V_GT!$BV$183,0)+\nIFERROR(V_GT!$CD$185*IF(ISNUMBER(V_GT!$BG$193),V_GT!$BG$193,0)/V_GT!$BV$185,0)\n))","v":{"v":0,"d":"0.0"}},null,null,"Var C WW","Var C Prozess WW"]
[null,null,"EP,el","[kWh/m²]","EP Elektrizität",{"v":0,"d":"0.0"},null,{"$f":"IF(OR(Kat_1=0,EBF_1C<0.1),0,V_GT!$K$392*\nIF(V_GT!$G$200=\"x\",IF(ISNUMBER(V_GT!$M$202),V_GT!$M$202,V_GT!$AG$202),IF(ISNUMBER(V_GT!$BG$202),V_GT!$BG$202,0))\n/EBF_1C)","v":{"v":0,"d":"0.0"}},null,{"$f":"IF(OR(Kat_2=0,EBF_2C<0.1),0,V_GT!$K$393*\nIF(V_GT!$G$204=\"x\",IF(ISNUMBER(V_GT!$M$206),V_GT!$M$206,V_GT!$AG$206),IF(ISNUMBER(V_GT!$BG$206),V_GT!$BG$206,0))\n/EBF_2C)","v":{"v":0,"d":"0.0"}},null,{"$f":"IF(OR(Kat_3=0,EBF_3C<0.1),0,V_GT!$K$394*\nIF(V_GT!$G$208=\"x\",IF(ISNUMBER(V_GT!$M$210),V_GT!$M$210,V_GT!$AG$210),IF(ISNUMBER(V_GT!$BG$210),V_GT!$BG$210,0))\n/EBF_3C)","v":{"v":0,"d":"0.0"}},null,{"$f":"Kat_1","v":{"v":0,"d":"0.0"}},{"$f":"V_GT!$AS$86*V_GT!$AJ$86+V_GT!$AS$88*V_GT!$AJ$88\n+V_GT!$CD$86*V_GT!$BV$86+V_GT!$CD$88*V_GT!$BV$88","v":{"v":0,"d":"0.00"}},{"$f":"V_GT!$AS$141*V_GT!$AJ$141+V_GT!$AS$143*V_GT!$AJ$143+V_GT!$AS$145*V_GT!$AJ$145\n+V_GT!$CD$141*V_GT!$BV$141+V_GT!$CD$143*V_GT!$BV$143+V_GT!$CD$145*V_GT!$BV$145","v":{"v":0,"d":"0.00"}}]
[null,null,"EP,el,s","[kWh/m²]","EP PV",{"v":0,"d":"0.0"},null,{"$f":"IF(OR(Kat_1=0,EBF_1C<0.1),0,(\nIF(V_GT!$AZ$399=\"x\",V_GT!$BA$399*IF(V_GT!$BZ$408<=0,0,V_GT!$BA$408/V_GT!$BZ$408)*(V_GT!$BI$405-V_GT!$BK$405),0)\n+IF(V_GT!$G$399=\"x\",V_GT!$K$399*IF(V_GT!$AI$408<=0,0,V_GT!$K$408/V_GT!$AI$408)*(IF(ISNUMBER(V_GT!$S$405),V_GT!$S$405,V_GT!$AG$399)-IF(ISNUMBER(V_GT!$U$405),V_GT!$U$405,V_GT!$AG$403)),0)\n)/EBF_1C)","v":{"v":0,"d":"0.0"}},null,{"$f":"IF(OR(Kat_2=0,EBF_2C<0.1),0,(\nIF(V_GT!$AZ$399=\"x\",V_GT!$BA$399*IF(V_GT!$BZ$408<=0,0,V_GT!$BC$408/V_GT!$BZ$408)*(V_GT!$BI$405-V_GT!$BK$405),0)\n+IF(V_GT!$G$399=\"x\",V_GT!$K$399*IF(V_GT!$AI$408<=0,0,V_GT!$O$408/V_GT!$AI$408)*(IF(ISNUMBER(V_GT!$S$405),V_GT!$S$405,V_GT!$AG$399)-IF(ISNUMBER(V_GT!$U$405),V_GT!$U$405,V_GT!$AG$403)),0)\n)/EBF_2C)","v":{"v":0,"d":"0.0"}},null,{"$f":"IF(OR(Kat_3=0,EBF_3C<0.1),0,(\nIF(V_GT!$AZ$399=\"x\",V_GT!$BA$399*IF(V_GT!$BZ$408<=0,0,V_GT!$BE$408/V_GT!$BZ$408)*(V_GT!$BI$405-V_GT!$BK$405),0)\n+IF(V_GT!$G$399=\"x\",V_GT!$K$399*IF(V_GT!$AI$408<=0,0,V_GT!$S$408/V_GT!$AI$408)*(IF(ISNUMBER(V_GT!$S$405),V_GT!$S$405,V_GT!$AG$399)-IF(ISNUMBER(V_GT!$U$405),V_GT!$U$405,V_GT!$AG$403)),0)\n)/EBF_3C)","v":{"v":0,"d":"0.0"}},null,{"$f":"Kat_2","v":{"v":0,"d":"0.0"}},{"$f":"V_GT!$AS$102*V_GT!$AJ$102+V_GT!$AS$104*V_GT!$AJ$104\n+V_GT!$CD$102*V_GT!$BV$102+V_GT!$CD$104*V_GT!$BV$104","v":{"v":0,"d":"0.00"}},{"$f":"V_GT!$AS$161*V_GT!$AJ$161+V_GT!$AS$163*V_GT!$AJ$163+V_GT!$AS$165*V_GT!$AJ$165\n+V_GT!$CD$161*V_GT!$BV$161+V_GT!$CD$163*V_GT!$BV$163+V_GT!$CD$165*V_GT!$BV$165","v":{"v":0,"d":"0.00"}}]
[null,null,"EP,el,x","[kWh/m²]","EP weitere Eigenproduktion",{"v":0,"d":"0.0"},null,{"$f":"IF(OR(Kat_1=0,EBF_1C<0.1),0,(\nIF(V_GT!$AZ$412=\"x\",V_GT!$BA$414*IF(V_GT!$BZ$429<=0,0,V_GT!$BA$429/V_GT!$BZ$429)*(V_GT!$BC$420-V_GT!$BE$420),0)\n+IF(V_GT!$G$412=\"x\",V_GT!$K$414*IF(V_GT!$AI$429<=0,0,V_GT!$K$429/V_GT!$AI$429)*(IF(ISNUMBER(V_GT!$M$420),V_GT!$M$420,V_GT!$AG$418)-IF(ISNUMBER(V_GT!$O$420),V_GT!$O$420,V_GT!$AG$422)),0)\n)/EBF_1C)","v":{"v":0,"d":"0.0"}},null,{"$f":"IF(OR(Kat_2=0,EBF_2C<0.1),0,(\nIF(V_GT!$AZ$412=\"x\",V_GT!$BA$414*IF(V_GT!$BZ$429<=0,0,V_GT!$BC$429/V_GT!$BZ$429)*(V_GT!$BC$420-V_GT!$BE$420),0)\n+IF(V_GT!$G$412=\"x\",V_GT!$K$414*IF(V_GT!$AI$429<=0,0,V_GT!$O$429/V_GT!$AI$429)*(IF(ISNUMBER(V_GT!$M$420),V_GT!$M$420,V_GT!$AG$418)-IF(ISNUMBER(V_GT!$O$420),V_GT!$O$420,V_GT!$AG$422)),0)\n)/EBF_2C)","v":{"v":0,"d":"0.0"}},null,{"$f":"IF(OR(Kat_3=0,EBF_3C<0.1),0,(\nIF(V_GT!$AZ$412=\"x\",V_GT!$BA$414*IF(V_GT!$BZ$429<=0,0,V_GT!$BE$429/V_GT!$BZ$429)*(V_GT!$BC$420-V_GT!$BE$420),0)\n+IF(V_GT!$G$412=\"x\",V_GT!$K$414*IF(V_GT!$AI$429<=0,0,V_GT!$S$429/V_GT!$AI$429)*(IF(ISNUMBER(V_GT!$M$420),V_GT!$M$420,V_GT!$AG$418)-IF(ISNUMBER(V_GT!$O$420),V_GT!$O$420,V_GT!$AG$422)),0)\n)/EBF_3C)","v":{"v":0,"d":"0.0"}},null,{"$f":"Kat_3","v":{"v":0,"d":"0.0"}},{"$f":"V_GT!$AS$118*V_GT!$AJ$118+V_GT!$AS$120*V_GT!$AJ$120\n+V_GT!$CD$118*V_GT!$BV$118+V_GT!$CD$120*V_GT!$BV$120","v":{"v":0,"d":"0.00"}},{"$f":"V_GT!$AS$181*V_GT!$AJ$181+V_GT!$AS$183*V_GT!$AJ$183+V_GT!$AS$185*V_GT!$AJ$185\n+V_GT!$CD$181*V_GT!$BV$181+V_GT!$CD$183*V_GT!$BV$183+V_GT!$CD$185*V_GT!$BV$185","v":{"v":0,"d":"0.00"}}]
[null,null,"EP,ref","[kWh/m²]","Referenz EP",{"$f":"IF(EBF_totC<0.001,0,(H114*EBF_1C+J114*EBF_2C+L114*EBF_3C)/EBF_totC)","v":{"v":0,"d":"0.0"}},null,{"$f":"1.2*0.8*H99/(0.9*0.95)+IFERROR(_xlfn.XLOOKUP(GI!$C$77,Daten!$A$294:$A$305,Daten!$B$294:$B$305),0)","v":{"v":0,"d":"0.0"}},null,{"$f":"1.2*0.8*J99/(0.9*0.95)+IFERROR(_xlfn.XLOOKUP(GI!$E$77,Daten!$A$294:$A$305,Daten!$B$294:$B$305),0)","v":{"v":0,"d":"0.0"}},null,{"$f":"1.2*0.8*L99/(0.9*0.95)+IFERROR(_xlfn.XLOOKUP(GI!$G$77,Daten!$A$294:$A$305,Daten!$B$294:$B$305),0)","v":{"v":0,"d":"0.0"}}]
[null,null,"RP","[-]","Primärenergiekennwert",{"$f":"IFERROR(F106/F114,0)","v":{"v":0,"d":"0%"}}]
[null,null,"Klassierung Energieeffizienz",null,null,{"$f":"IF(F115=0,\"\",IF(F115>Daten!$B$290,Daten!$A$290,IF(F115>Daten!$B$289,Daten!$A$289,IF(F115>Daten!$B$288,Daten!$A$288,IF(F115>Daten!$B$287,Daten!$A$287,IF(F115>Daten!$B$286,Daten!$A$286,IF(F115>Daten!$B$285,Daten!$A$285,Daten!$A$284)))))))","v":""}]
[]
[null,"C.3 Treibhausgasemissionen"]
[]
[null,null,"MGHG","[kgCO2-eq/m²]","Treibhausgasemissionen",{"$f":"SUM(F121:G127)","v":{"v":0,"d":"0.0"}},null,{"$f":"SUM(H121:I127)","v":{"v":0,"d":"0.0"}},null,{"$f":"SUM(J121:K127)","v":{"v":0,"d":"0.0"}},null,{"$f":"SUM(L121:M127)","v":{"v":0,"d":"0.0"}}]
[null,null,"MGHG,H","[kgCO2-eq/m²]","MGHG Heizen",{"$f":"IF(EBF_totC<0.001,0,(H121*EBF_1C+J121*EBF_2C+L121*EBF_3C)/EBF_totC)","v":{"v":0,"d":"0.0"}},null,{"$f":"IF(OR(Kat_1=0,EBF_1C<0.1),0,\nIFERROR(IF(AND(EBF_1>0.1,NOT(V_GT!$G$17=\"x\")),\nMAX($H$100/Kat!$H$12*(GT!$E$14+GT!$AD$158)/EBF_1*$O$9-IFERROR(IF(V_GT!$G$137=\"x\",V_GT!$K$137,V_GT!$BA$137)*V_GT!$AL$153/EBF_1C*$P$107,0),0),\nIF(V_GT!$G$17=\"x\",V_GT!$K$17,0)/EBF_1C*$O$107),0)*(\nIFERROR(V_GT!$AO$21/V_GT!$AJ$21*IF(ISNUMBER(V_GT!$M$29),V_GT!$M$29,V_GT!$AF$29),0)+\nIFERROR(V_GT!$AO$23/V_GT!$AJ$23*IF(ISNUMBER(V_GT!$M$31),V_GT!$M$31,V_GT!$AF$31),0)+\nIFERROR(V_GT!$AO$25/V_GT!$AJ$25*IF(ISNUMBER(V_GT!$M$33),V_GT!$M$33,V_GT!$AF$33),0)+\nIFERROR(V_GT!$BZ$21/V_GT!$BV$21*IF(ISNUMBER(V_GT!$BC$29),V_GT!$BC$29,0),0)+\nIFERROR(V_GT!$BZ$23/V_GT!$BV$23*IF(ISNUMBER(V_GT!$BC$31),V_GT!$BC$31,0),0)+\nIFERROR(V_GT!$BZ$25/V_GT!$BV$25*IF(ISNUMBER(V_GT!$BC$33),V_GT!$BC$33,0),0)\n))","v":{"v":0,"d":"0.0"}},null,{"$f":"IF(OR(Kat_2=0,EBF_2C<0.1),0,\nIFERROR(IF(AND(EBF_2>0.1,NOT(V_GT!$G$38=\"x\")),\nMAX($J$100/Kat!$J$12*(GT!$E$34+GT!$AD$178)/EBF_2*$O$10-IFERROR(IF(V_GT!$G$157=\"x\",V_GT!$K$157,V_GT!$BA$157)*V_GT!$AL$173/EBF_2C*$P$108,0),0),\nIF(V_GT!$G$38=\"x\",V_GT!$K$38,0)/EBF_2C*$O$108),0)*(\nIFERROR(V_GT!$AO$41/V_GT!$AJ$41*IF(ISNUMBER(V_GT!$M$49),V_GT!$M$49,V_GT!$AF$49),0)+\nIFERROR(V_GT!$AO$43/V_GT!$AJ$43*IF(ISNUMBER(V_GT!$M$51),V_GT!$M$51,V_GT!$AF$51),0)+\nIFERROR(V_GT!$AO$45/V_GT!$AJ$45*IF(ISNUMBER(V_GT!$M$53),V_GT!$M$53,V_GT!$AF$53),0)+\nIFERROR(V_GT!$BZ$41/V_GT!$BV$41*IF(ISNUMBER(V_GT!$BC$49),V_GT!$BC$49,0),0)+\nIFERROR(V_GT!$BZ$43/V_GT!$BV$43*IF(ISNUMBER(V_GT!$BC$51),V_GT!$BC$51,0),0)+\nIFERROR(V_GT!$BZ$45/V_GT!$BV$45*IF(ISNUMBER(V_GT!$BC$53),V_GT!$BC$53,0),0)\n))","v":{"v":0,"d":"0.0"}},null,{"$f":"IF(OR(Kat_3=0,EBF_3C<0.1),0,\nIFERROR(IF(AND(EBF_3>0.1,NOT(V_GT!$G$58=\"x\")),\nMAX($L$100/Kat!$L$12*(GT!$E$54+GT!$AD$198)/EBF_3*$O$11-IFERROR(IF(V_GT!$G$177=\"x\",V_GT!$K$177,V_GT!$BA$177)*V_GT!$AL$193/EBF_3C*$P$109,0),0),\nIF(V_GT!$G$58=\"x\",V_GT!$K$58,0)/EBF_3C*$O$109),0)*(\nIFERROR(V_GT!$AO$61/V_GT!$AJ$61*IF(ISNUMBER(V_GT!$M$69),V_GT!$M$69,V_GT!$AF$69),0)+\nIFERROR(V_GT!$AO$63/V_GT!$AJ$63*IF(ISNUMBER(V_GT!$M$71),V_GT!$M$71,V_GT!$AF$71),0)+\nIFERROR(V_GT!$AO$65/V_GT!$AJ$65*IF(ISNUMBER(V_GT!$M$73),V_GT!$M$73,V_GT!$AF$73),0)+\nIFERROR(V_GT!$BZ$61/V_GT!$BV$61*IF(ISNUMBER(V_GT!$BC$69),V_GT!$BC$69,0),0)+\nIFERROR(V_GT!$BZ$63/V_GT!$BV$63*IF(ISNUMBER(V_GT!$BC$71),V_GT!$BC$71,0),0)+\nIFERROR(V_GT!$BZ$65/V_GT!$BV$65*IF(ISNUMBER(V_GT!$BC$73),V_GT!$BC$73,0),0)\n))","v":{"v":0,"d":"0.0"}}]
[null,null,"MGHG,Hpa","[kgCO2-eq/m²]","MGHG Heizen aus Prozess-Abwärme",{"v":0,"d":"0.0"},null,{"$f":"IF(OR(Kat_1=0,EBF_1C<0.1),0,\nIF(AND(EBF_1>0.1,NOT(V_GT!$G$17=\"x\"),$H$107<=0),\nIFERROR($H$100/Kat!$H$12*(GT!$E$14+GT!$AD$158)/EBF_1*$P$107,0),\nIFERROR(IF(V_GT!$G$137=\"x\",V_GT!$K$137,IF(ISNUMBER(V_GT!$BA$137),V_GT!$BA$137,0)),0)*V_GT!$AL$153/EBF_1C*$P$107)*(\nIFERROR(V_GT!$AO$141/V_GT!$AJ$141*IF(ISNUMBER(V_GT!$M$149),V_GT!$M$149,V_GT!$AF$149),0)+\nIFERROR(V_GT!$AO$143/V_GT!$AJ$143*IF(ISNUMBER(V_GT!$M$151),V_GT!$M$151,V_GT!$AF$151),0)+\nIFERROR(V_GT!$AO$145/V_GT!$AJ$145*IF(ISNUMBER(V_GT!$M$153),V_GT!$M$153,V_GT!$AF$153),0)+\nIFERROR(V_GT!$BZ$141/V_GT!$BV$141*IF(ISNUMBER(V_GT!$BC$149),V_GT!$BC$149,0),0)+\nIFERROR(V_GT!$BZ$143/V_GT!$BV$143*IF(ISNUMBER(V_GT!$BC$151),V_GT!$BC$151,0),0)+\nIFERROR(V_GT!$BZ$145/V_GT!$BV$145*IF(ISNUMBER(V_GT!$BC$153),V_GT!$BC$153,0),0)\n))","v":{"v":0,"d":"0.0"}},null,{"$f":"IF(OR(Kat_2=0,EBF_2C<0.1),0,\nIF(AND(EBF_2>0.1,NOT(V_GT!$G$38=\"x\"),$J$107<=0),\nIFERROR($J$100/Kat!$J$12*(GT!$E$34+GT!$AD$178)/EBF_2*$P$108,0),\nIFERROR(IF(V_GT!$G$157=\"x\",V_GT!$K$157,IF(ISNUMBER(V_GT!$BA$157),V_GT!$BA$157,0)),0)*V_GT!$AL$173/EBF_2C*$P$108)*(\nIFERROR(V_GT!$AO$161/V_GT!$AJ$161*IF(ISNUMBER(V_GT!$M$169),V_GT!$M$169,V_GT!$AF$169),0)+\nIFERROR(V_GT!$AO$163/V_GT!$AJ$163*IF(ISNUMBER(V_GT!$M$171),V_GT!$M$171,V_GT!$AF$171),0)+\nIFERROR(V_GT!$AO$165/V_GT!$AJ$165*IF(ISNUMBER(V_GT!$M$173),V_GT!$M$173,V_GT!$AF$173),0)+\nIFERROR(V_GT!$BZ$161/V_GT!$BV$161*IF(ISNUMBER(V_GT!$BC$169),V_GT!$BC$169,0),0)+\nIFERROR(V_GT!$BZ$163/V_GT!$BV$163*IF(ISNUMBER(V_GT!$BC$171),V_GT!$BC$171,0),0)+\nIFERROR(V_GT!$BZ$165/V_GT!$BV$165*IF(ISNUMBER(V_GT!$BC$173),V_GT!$BC$173,0),0)\n))","v":{"v":0,"d":"0.0"}},null,{"$f":"IF(OR(Kat_3=0,EBF_3C<0.1),0,\nIF(AND(EBF_3>0.1,NOT(V_GT!$G$58=\"x\"),$L$107<=0),\nIFERROR($L$100/Kat!$L$12*(GT!$E$54+GT!$AD$198)/EBF_3*$P$109,0),\nIFERROR(IF(V_GT!$G$177=\"x\",V_GT!$K$177,IF(ISNUMBER(V_GT!$BA$177),V_GT!$BA$177,0)),0)*V_GT!$AL$193/EBF_3C*$P$109)*(\nIFERROR(V_GT!$AO$181/V_GT!$AJ$181*IF(ISNUMBER(V_GT!$M$189),V_GT!$M$189,V_GT!$AF$189),0)+\nIFERROR(V_GT!$AO$183/V_GT!$AJ$183*IF(ISNUMBER(V_GT!$M$191),V_GT!$M$191,V_GT!$AF$191),0)+\nIFERROR(V_GT!$AO$185/V_GT!$AJ$185*IF(ISNUMBER(V_GT!$M$193),V_GT!$M$193,V_GT!$AF$193),0)+\nIFERROR(V_GT!$BZ$181/V_GT!$BV$181*IF(ISNUMBER(V_GT!$BC$189),V_GT!$BC$189,0),0)+\nIFERROR(V_GT!$BZ$183/V_GT!$BV$183*IF(ISNUMBER(V_GT!$BC$191),V_GT!$BC$191,0),0)+\nIFERROR(V_GT!$BZ$185/V_GT!$BV$185*IF(ISNUMBER(V_GT!$BC$193),V_GT!$BC$193,0),0)\n))","v":{"v":0,"d":"0.0"}}]
[null,null,"MGHG,W","[kgCO2-eq/m²]","MGHG Warmwasser",{"v":0,"d":"0.0"},null,{"$f":"IF(OR(Kat_1=0,EBF_1C<0.1),0,\nIF(AND(EBF_1>0.1,NOT(V_GT!$G$82=\"x\")),\nIFERROR(MAX((GT!$E$83+GT!$AF$158)/EBF_1*$O$13-IF(V_GT!$G$137=\"x\",V_GT!$K$137,V_GT!$BA$137)*V_GT!$AP$153/EBF_1C*$P$111,0),0),\nIFERROR(IF(V_GT!$G$82=\"x\",V_GT!$K$82,0)/EBF_1C*$P$111,0))*(\nIFERROR(V_GT!$AS$86/V_GT!$AJ$86*IF(ISNUMBER(V_GT!$M$92),V_GT!$M$92,V_GT!$AF$92),0)+\nIFERROR(V_GT!$AS$88/V_GT!$AJ$88*IF(ISNUMBER(V_GT!$M$94),V_GT!$M$94,V_GT!$AF$94),0)+\nIFERROR(V_GT!$CD$86/V_GT!$BV$86*IF(ISNUMBER(V_GT!$BC$92),V_GT!$BC$92,0),0)+\nIFERROR(V_GT!$CD$88/V_GT!$BV$88*IF(ISNUMBER(V_GT!$BC$94),V_GT!$BC$94,0),0)\n))","v":{"v":0,"d":"0.0"}},null,{"$f":"IF(OR(Kat_2=0,EBF_2C<0.1),0,\nIF(AND(EBF_2>0.1,NOT(V_GT!$G$98=\"x\")),\nIFERROR(MAX((GT!$E$101+GT!$AF$178)/EBF_2*$O$14-IF(V_GT!$G$157=\"x\",V_GT!$K$157,V_GT!$BA$157)*V_GT!$AP$173/EBF_2C*$P$112,0),0),\nIFERROR(IF(V_GT!$G$98=\"x\",V_GT!$K$98,0)/EBF_2C*$P$112,0))*(\nIFERROR(V_GT!$AS$102/V_GT!$AJ$102*IF(ISNUMBER(V_GT!$M$108),V_GT!$M$108,V_GT!$AF$108),0)+\nIFERROR(V_GT!$AS$104/V_GT!$AJ$104*IF(ISNUMBER(V_GT!$M$110),V_GT!$M$110,V_GT!$AF$110),0)+\nIFERROR(V_GT!$CD$102/V_GT!$BV$102*IF(ISNUMBER(V_GT!$BC$108),V_GT!$BC$108,0),0)+\nIFERROR(V_GT!$CD$104/V_GT!$BV$104*IF(ISNUMBER(V_GT!$BC$110),V_GT!$BC$110,0),0)\n))","v":{"v":0,"d":"0.0"}},null,{"$f":"IF(OR(Kat_3=0,EBF_3C<0.1),0,\nIF(AND(EBF_3>0.1,NOT(V_GT!$G$114=\"x\")),\nIFERROR(MAX((GT!$E$119+GT!$AF$198)/EBF_3*$O$15-IF(V_GT!$G$177=\"x\",V_GT!$K$177,V_GT!$BA$177)*V_GT!$AP$193/EBF_3C*$P$113,0),0),\nIFERROR(IF(V_GT!$G$114=\"x\",V_GT!$K$114,0)/EBF_3C*$P$113,0))*(\nIFERROR(V_GT!$AS$118/V_GT!$AJ$118*IF(ISNUMBER(V_GT!$M$124),V_GT!$M$124,V_GT!$AF$124),0)+\nIFERROR(V_GT!$AS$120/V_GT!$AJ$120*IF(ISNUMBER(V_GT!$M$126),V_GT!$M$126,V_GT!$AF$126),0)+\nIFERROR(V_GT!$CD$118/V_GT!$BV$118*IF(ISNUMBER(V_GT!$BC$124),V_GT!$BC$124,0),0)+\nIFERROR(V_GT!$CD$120/V_GT!$BV$120*IF(ISNUMBER(V_GT!$BC$126),V_GT!$BC$126,0),0)\n))","v":{"v":0,"d":"0.0"}}]
[null,null,"MGHG,Wpa","[kgCO2-eq/m²]","MGHG Warmwasser aus Prozess-Abw.",{"$f":"IF(EBF_totC<0.001,0,(H124*EBF_1C+J124*EBF_2C+L124*EBF_3C)/EBF_totC)","v":{"v":0,"d":"0.0"}},null,{"$f":"IF(OR(Kat_1=0,EBF_1C<0.1),0,\nIF(AND(EBF_1>0.1,NOT(V_GT!$G$82=\"x\"),$H$109<=0),\nIFERROR((GT!$E$83+GT!$AF$158)/EBF_1*$P$111,0),\nIFERROR(IF(V_GT!$G$137=\"x\",V_GT!$K$137,V_GT!$BA$137)*V_GT!$AP$153/EBF_1C*$P$111,0))*(\nIFERROR(V_GT!$AS$141/V_GT!$AJ$141*IF(ISNUMBER(V_GT!$M$149),V_GT!$M$149,V_GT!$AF$149),0)+\nIFERROR(V_GT!$AS$143/V_GT!$AJ$143*IF(ISNUMBER(V_GT!$M$151),V_GT!$M$151,V_GT!$AF$151),0)+\nIFERROR(V_GT!$AS$145/V_GT!$AJ$145*IF(ISNUMBER(V_GT!$M$153),V_GT!$M$153,V_GT!$AF$153),0)+\nIFERROR(V_GT!$CD$141/V_GT!$BV$141*IF(ISNUMBER(V_GT!$BC$149),V_GT!$BC$149,0),0)+\nIFERROR(V_GT!$CD$143/V_GT!$BV$143*IF(ISNUMBER(V_GT!$BC$151),V_GT!$BC$151,0),0)+\nIFERROR(V_GT!$CD$145/V_GT!$BV$145*IF(ISNUMBER(V_GT!$BC$153),V_GT!$BC$153,0),0)\n))","v":{"v":0,"d":"0.0"}},null,{"$f":"IF(OR(Kat_2=0,EBF_2C<0.1),0,\nIF(AND(EBF_2>0.1,NOT(V_GT!$G$98=\"x\"),$J$109<=0),\nIFERROR((GT!$E$101+GT!$AF$178)/EBF_2*$P$112,0),\nIFERROR(IF(V_GT!$G$157=\"x\",V_GT!$K$157,V_GT!$BA$157)*V_GT!$AP$173/EBF_2C*$P$112,0))*(\nIFERROR(V_GT!$AS$161/V_GT!$AJ$161*IF(ISNUMBER(V_GT!$M$169),V_GT!$M$169,V_GT!$AF$169),0)+\nIFERROR(V_GT!$AS$163/V_GT!$AJ$163*IF(ISNUMBER(V_GT!$M$171),V_GT!$M$171,V_GT!$AF$171),0)+\nIFERROR(V_GT!$AS$165/V_GT!$AJ$165*IF(ISNUMBER(V_GT!$M$173),V_GT!$M$173,V_GT!$AF$173),0)+\nIFERROR(V_GT!$CD$161/V_GT!$BV$161*IF(ISNUMBER(V_GT!$BC$169),V_GT!$BC$169,0),0)+\nIFERROR(V_GT!$CD$163/V_GT!$BV$163*IF(ISNUMBER(V_GT!$BC$171),V_GT!$BC$171,0),0)+\nIFERROR(V_GT!$CD$165/V_GT!$BV$165*IF(ISNUMBER(V_GT!$BC$173),V_GT!$BC$173,0),0)\n))","v":{"v":0,"d":"0.0"}},null,{"$f":"IF(OR(Kat_3=0,EBF_3C<0.1),0,\nIF(AND(EBF_3>0.1,NOT(V_GT!$G$114=\"x\"),$L$109<=0),\nIFERROR((GT!$E$119+GT!$AF$198)/EBF_3*$P$113,0),\nIFERROR(IF(V_GT!$G$177=\"x\",V_GT!$K$177,V_GT!$BA$177)*V_GT!$AP$193/EBF_3C*$P$113,0))*(\nIFERROR(V_GT!$AS$181/V_GT!$AJ$181*IF(ISNUMBER(V_GT!$M$189),V_GT!$M$189,V_GT!$AF$189),0)+\nIFERROR(V_GT!$AS$183/V_GT!$AJ$183*IF(ISNUMBER(V_GT!$M$191),V_GT!$M$191,V_GT!$AF$191),0)+\nIFERROR(V_GT!$AS$185/V_GT!$AJ$185*IF(ISNUMBER(V_GT!$M$193),V_GT!$M$193,V_GT!$AF$193),0)+\nIFERROR(V_GT!$CD$181/V_GT!$BV$181*IF(ISNUMBER(V_GT!$BC$189),V_GT!$BC$189,0),0)+\nIFERROR(V_GT!$CD$183/V_GT!$BV$183*IF(ISNUMBER(V_GT!$BC$191),V_GT!$BC$191,0),0)+\nIFERROR(V_GT!$CD$185/V_GT!$BV$185*IF(ISNUMBER(V_GT!$BC$193),V_GT!$BC$193,0),0)\n))","v":{"v":0,"d":"0.0"}}]
[null,null,"MGHG,el","[kgCO2-eq/m²]","MGHG Elektrizität",{"v":0,"d":"0.0"},null,{"$f":"IF(OR(Kat_1=0,EBF_1C<0.1),0,V_GT!$K$392*\nIF(V_GT!$G$200=\"x\",IF(ISNUMBER(V_GT!$M$200),V_GT!$M$200,V_GT!$AG$200),IF(ISNUMBER(V_GT!$BG$200),V_GT!$BG$200,0))\n/EBF_1C)","v":{"v":0,"d":"0.0"}},null,{"$f":"IF(OR(Kat_2=0,EBF_2C<0.1),0,V_GT!$K$393*\nIF(V_GT!$G$204=\"x\",IF(ISNUMBER(V_GT!$M$204),V_GT!$M$204,V_GT!$AG$204),IF(ISNUMBER(V_GT!$BG$204),V_GT!$BG$204,0))\n/EBF_2C)","v":{"v":0,"d":"0.0"}},null,{"$f":"IF(OR(Kat_3=0,EBF_3C<0.1),0,V_GT!$K$394*\nIF(V_GT!$G$208=\"x\",IF(ISNUMBER(V_GT!$M$208),V_GT!$M$208,V_GT!$AG$208),IF(ISNUMBER(V_GT!$BG$208),V_GT!$BG$208,0))\n/EBF_3C)","v":{"v":0,"d":"0.0"}}]
[null,null,"MGHG,el,s","[kgCO2-eq/m²]","MGHG PV",{"v":0,"d":"0.0"},null,{"$f":"IF(OR(Kat_1=0,EBF_1C<0.1),0,(\nIF(V_GT!$AZ$399=\"x\",V_GT!$BA$399*IF(V_GT!$BZ$408<=0,0,V_GT!$BA$408/V_GT!$BZ$408)*(V_GT!$BI$403-V_GT!$BK$403),0)\n+IF(V_GT!$G$399=\"x\",V_GT!$K$399*IF(V_GT!$AI$408<=0,0,V_GT!$K$408/V_GT!$AI$408)*(IF(ISNUMBER(V_GT!$S$403),V_GT!$S$403,V_GT!$AF$399)-IF(ISNUMBER(V_GT!$U$403),V_GT!$U$403,V_GT!$AF$403)),0)\n)/EBF_1C)","v":{"v":0,"d":"0.0"}},null,{"$f":"IF(OR(Kat_2=0,EBF_2C<0.1),0,(\nIF(V_GT!$AZ$399=\"x\",V_GT!$BA$399*IF(V_GT!$BZ$408<=0,0,V_GT!$BC$408/V_GT!$BZ$408)*(V_GT!$BI$403-V_GT!$BK$403),0)\n+IF(V_GT!$G$399=\"x\",V_GT!$K$399*IF(V_GT!$AI$408<=0,0,V_GT!$O$408/V_GT!$AI$408)*(IF(ISNUMBER(V_GT!$S$403),V_GT!$S$403,V_GT!$AF$399)-IF(ISNUMBER(V_GT!$U$403),V_GT!$U$403,V_GT!$AF$403)),0)\n)/EBF_2C)","v":{"v":0,"d":"0.0"}},null,{"$f":"IF(OR(Kat_3=0,EBF_3C<0.1),0,(\nIF(V_GT!$AZ$399=\"x\",V_GT!$BA$399*IF(V_GT!$BZ$408<=0,0,V_GT!$BE$408/V_GT!$BZ$408)*(V_GT!$BI$403-V_GT!$BK$403),0)\n+IF(V_GT!$G$399=\"x\",V_GT!$K$399*IF(V_GT!$AI$408<=0,0,V_GT!$S$408/V_GT!$AI$408)*(IF(ISNUMBER(V_GT!$S$403),V_GT!$S$403,V_GT!$AF$399)-IF(ISNUMBER(V_GT!$U$403),V_GT!$U$403,V_GT!$AF$403)),0)\n)/EBF_3C)","v":{"v":0,"d":"0.0"}}]
[null,null,"MGHG,el,x","[kgCO2-eq/m²]","MGHG weitere Eigenproduktion",{"v":0,"d":"0.0"},null,{"$f":"IF(OR(Kat_1=0,EBF_1C<0.1),0,(\nIF(V_GT!$AZ$412=\"x\",V_GT!$BA$414*IF(V_GT!$BZ$429<=0,0,V_GT!$BA$429/V_GT!$BZ$429)*(V_GT!$BC$418-V_GT!$BE$418),0)\n+IF(V_GT!$G$412=\"x\",V_GT!$K$414*IF(V_GT!$AI$429<=0,0,V_GT!$K$429/V_GT!$AI$429)*(IF(ISNUMBER(V_GT!$M$418),V_GT!$M$418,V_GT!$AF$418)-IF(ISNUMBER(V_GT!$O$418),V_GT!$O$418,V_GT!$AF$422)),0)\n)/EBF_1C)","v":{"v":0,"d":"0.0"}},null,{"$f":"IF(OR(Kat_2=0,EBF_2C<0.1),0,(\nIF(V_GT!$AZ$412=\"x\",V_GT!$BA$414*IF(V_GT!$BZ$429<=0,0,V_GT!$BC$429/V_GT!$BZ$429)*(V_GT!$BC$418-V_GT!$BE$418),0)\n+IF(V_GT!$G$412=\"x\",V_GT!$K$414*IF(V_GT!$AI$429<=0,0,V_GT!$O$429/V_GT!$AI$429)*(IF(ISNUMBER(V_GT!$M$418),V_GT!$M$418,V_GT!$AF$418)-IF(ISNUMBER(V_GT!$O$418),V_GT!$O$418,V_GT!$AF$422)),0)\n)/EBF_2C)","v":{"v":0,"d":"0.0"}},null,{"$f":"IF(OR(Kat_3=0,EBF_3C<0.1),0,(\nIF(V_GT!$AZ$412=\"x\",V_GT!$BA$414*IF(V_GT!$BZ$429<=0,0,V_GT!$BE$429/V_GT!$BZ$429)*(V_GT!$BC$418-V_GT!$BE$418),0)\n+IF(V_GT!$G$412=\"x\",V_GT!$K$414*IF(V_GT!$AI$429<=0,0,V_GT!$S$429/V_GT!$AI$429)*(IF(ISNUMBER(V_GT!$M$418),V_GT!$M$418,V_GT!$AF$418)-IF(ISNUMBER(V_GT!$O$418),V_GT!$O$418,V_GT!$AF$422)),0)\n)/EBF_3C)","v":{"v":0,"d":"0.0"}}]
[null,null,"MGHG,ref","[kWh/m²]","Referenz Emissions-Kennzahl",{"$f":"F114*$F129","v":{"v":0,"d":"0.0"}},null,{"$f":"H114*$F129","v":{"v":0,"d":"0.0"}},null,{"$f":"J114*$F129","v":{"v":0,"d":"0.0"}},null,{"$f":"L114*$F129","v":{"v":0,"d":"0.0"}}]
[null,null,"kGHG,ref","[kgCO2-eq/kWh]","Standard Treibhausgas-Kennzahl",0.045]
[null,null,"RGHG","[-]","Treibhausgasemissions-Kennwert",{"$f":"IFERROR(F120/F128,0)","v":{"v":0,"d":"0%"}}]
[null,null,"Klassierung Treibhausgasemissionen",null,null,{"$f":"IF(F130=0,\"\",IF(F130>Daten!$B$290,Daten!$A$290,IF(F130>Daten!$B$289,Daten!$A$289,IF(F130>Daten!$B$288,Daten!$A$288,IF(F130>Daten!$B$287,Daten!$A$287,IF(F130>Daten!$B$286,Daten!$A$286,IF(F130>Daten!$B$285,Daten!$A$285,Daten!$A$284)))))))","v":""}]
[]
[null,"Schlussbemerkungen"]
[null,"Freitext. "]

{"sheet":"Anhang","index":15,"n_rows":2,"n_cols":1,"rows_kept":2}
["L. Anhang"]
["Diese Seite ist frei für Bearbeitung. Fügen Sie Bilder, Texte, etc. ein, die im Bericht keinen Platz finden. "]

{"sheet":"KurzAuszug","index":16,"n_rows":255,"n_cols":33,"rows_kept":255,"hidden":true,"merged":[[0,10,2,29],[0,31,1,31],[24,4,46,29],[24,31,26,31],[51,10,51,29],[55,0,55,1],[55,28,55,29],[56,0,56,1],[56,28,56,29],[57,0,57,1],[57,28,57,29],[58,0,58,1],[58,28,58,29],[59,0,59,1],[59,28,59,29],[60,0,60,1],[60,28,60,29],[61,0,61,1],[61,28,61,29],[62,0,62,1],[62,28,62,29],[63,0,63,1],[63,28,63,29],[64,0,64,1],[64,28,64,29],[73,0,73,1],[73,28,73,29],[74,0,74,1],[74,2,74,27],[74,28,74,29],[75,0,75,1],[75,2,75,27],[75,28,75,29],[76,0,76,1],[76,2,76,27],[76,28,76,29],[77,0,77,1],[77,2,77,27],[77,28,77,29],[78,0,78,1],[78,2,78,27],[78,28,78,29],[79,0,79,1],[79,2,79,27],[79,28,79,29],[80,0,80,1],[80,2,80,27],[80,28,80,29],[81,0,81,1],[81,2,81,27],[81,28,81,29],[82,0,82,1],[82,2,82,27],[82,28,82,29],[83,0,83,1],[83,2,83,27],[83,28,83,29],[84,0,84,1],[84,2,84,27],[84,28,84,29],[85,0,85,1],[85,2,85,27],[85,28,85,29],[96,10,96,29],[100,12,100,29],[101,12,101,29],[102,12,102,29],[103,12,103,29],[104,12,104,29],[105,12,105,29],[106,14,106,17],[110,12,110,15],[111,12,111,15],[112,12,112,15],[113,12,113,15],[114,12,114,15],[119,12,119,15],[123,12,123,15],[124,12,124,15],[129,12,129,15],[132,12,132,15],[133,12,133,15],[134,12,134,15],[135,12,135,15],[136,12,136,15],[141,12,141,15],[145,12,145,15],[146,12,146,15],[151,12,151,15],[152,10,152,29],[155,12,155,15],[156,12,156,15],[157,12,157,15],[158,12,158,15],[159,12,159,15],[164,12,164,15],[168,12,168,15],[169,12,169,15],[174,12,174,15],[207,10,207,29],[252,10,252,29]]}
[{"$f":"GI!C12&IF(ISBLANK(GI!C13),\"\",\", \"&GI!C13)","v":""},{"$nulls":9},{"$error":"#VALUE!"},{"$nulls":20},"Firmenlogo"]
[{"$f":"GI!C14&\" | \"&GI!C15","v":" | "}]
[{"$f":"GI!C16&\" | \"&GI!C17","v":" | "}]
[{"$f":"IF(ISBLANK(GI!C18),\"\",GI!C18)","v":""}]
[]
[]
[]
[]
[]
["Gebäudeenergieanalyse mit Vorgehensempfehlung"]
[{"$f":"GI!C7","v":0}]
[]
[]
[{"$f":"IF(ISBLANK(GI!C20),\"\",GI!C20)","v":""}]
[{"$f":"IF(ISBLANK(GI!C20),\"\",GI!C22&IF(ISBLANK(GI!C23),\"\",\", \"&GI!C23)&\" | \"&GI!C24&\" | \"&GI!C25)","v":""}]
[]
[{"$f":"IF(ISBLANK(GI!C29),\"\",GI!C29)","v":""}]
[{"$f":"IF(ISBLANK(GI!C29),\"\",GI!C31&IF(ISBLANK(GI!C32),\"\",\", \"&GI!C32)&\" | \"&GI!C33&\" | \"&GI!C34)","v":""}]
[]
[]
[]
["SCHLUSSBERICHT"]
[]
[]
[{"$nulls":4},{"$error":"#VALUE!"},{"$nulls":26},"Foto"]
{"$rows_empty":21}
[{"$nulls":31},"Ort","Luzern"]
[{"$nulls":31},"Datum","2025-07-10"]
[{"$f":"AG47&\", \"&TEXT(AG48,\"DD.MM.YYYY\")&\" / \"&AG49","v":"Luzern, 10.07.2025 / ZeMa"},{"$nulls":28},{"$f":"\"erstellt mit GAmV \"&version!A1","v":"erstellt mit GAmV v1.3.09"},null,"Autor(en)","ZeMa"]
[]
[]
[{"$nulls":10},{"$f":"$K$1","v":{"$error":"#VALUE!"}}]
[]
["INHALTSVERZEICHNIS",{"$nulls":28},"Seite"]
[]
[1,null,"OBJEKTDATEN",{"$nulls":25},3]
[2,null,"ADRESSEN",{"$nulls":25},4]
[3,null,"ALLGEMEINES",{"$nulls":25},5]
[4,null,"BEURTEILUNG DES IST-ZUSTANDES",{"$nulls":25},6]
[4.1,null,"Gebäudehülle",{"$nulls":25},7]
[4.2,null,"Gebäudehülle",{"$nulls":25},8]
[4.3,null,"Gebäudehülle",{"$nulls":25},9]
[4.4,null,"Gebäudehülle",{"$nulls":25},10]
[5,null,"ALLGEMEINES",{"$nulls":25},5]
[6,null,"BEURTEILUNG DES IST-ZUSTANDES",{"$nulls":25},6]
{"$rows_empty":7}
["ANHANG:"]
["A",null,"OBJEKTDATEN",{"$nulls":25},3]
[{"$nulls":31},"diese Zeile kann bearbeitet werden"]
[{"$nulls":31},"diese Zeile kann bearbeitet werden"]
[{"$nulls":31},"diese Zeile kann bearbeitet werden"]
[{"$nulls":31},"diese Zeile kann bearbeitet werden"]
[{"$nulls":31},"diese Zeile kann bearbeitet werden"]
[{"$nulls":31},"diese Zeile kann bearbeitet werden"]
[{"$nulls":31},"diese Zeile kann bearbeitet werden"]
[{"$nulls":31},"diese Zeile kann bearbeitet werden"]
[{"$nulls":31},"diese Zeile kann bearbeitet werden"]
[{"$nulls":31},"diese Zeile kann bearbeitet werden"]
[{"$nulls":31},"diese Zeile kann bearbeitet werden"]
[{"$nulls":31},"diese Zeile kann bearbeitet werden"]
{"$rows_empty":10}
[{"$nulls":10},{"$f":"$K$1","v":{"$error":"#VALUE!"}}]
[]
[1,null,"Objektdaten"]
[]
["Strasse, Nummer",{"$nulls":11},{"$f":"IF(ISBLANK(GI!C47),\"\",GI!C47)","v":""}]
["PLZ, Ort",{"$nulls":11},{"$f":"IF(ISBLANK(GI!C48),\"\",GI!C48)","v":""}]
["EGID",{"$nulls":11},{"$f":"IF(ISBLANK(GI!C49),\"\",GI!C49)","v":""}]
["Baujahr",{"$nulls":11},{"$f":"GI!C50","v":0}]
["Sanierungshistorie",{"$nulls":11},{"$f":"GI!C51","v":0}]
["Klimastation",{"$nulls":11},{"$f":"GI!C53","v":0}]
["Total Energiebezugsfläche (EBF)",{"$nulls":11},"m²",null,{"$f":"IF(EBF_tot<1,\"\",EBF_tot)","v":""}]
[]
["GEBÄUDEKATEGORIEN"]
[null,{"$f":"IF(Kat_1=0,\"\",Kat_1)","v":""}]
[null,"Energiebezugsfläche (EBF)",{"$nulls":10},{"$f":"IF(Kat_1=0,\"\",EBF_1)","v":""},{"$nulls":3},"m²"]
[null,"Anteil an EBF",{"$nulls":10},{"$f":"IF(Kat_1=0,\"\",EBF_1/EBF_tot*100)","v":""},{"$nulls":3},"%"]
[null,"Bauweise",{"$nulls":10},{"$f":"IF(Kat_1=0,\"\",GI!C68)","v":""}]
[null,"Anzahl Geschosse",{"$nulls":10},{"$f":"IF(Kat_1=0,\"\",GI!C72)","v":""}]
[null,"Brutto Raumhöhe",{"$nulls":10},{"$f":"IF(Kat_1=0,\"\",GI!C74)","v":""},{"$nulls":3},"m"]
[]
[null,"Heizungstyp (RW)",{"$nulls":10},{"$f":"IF(ISBLANK(GT!G18),\"\",IF(GT!G18=Daten!$A$309,GT!C18,_xlfn.XLOOKUP(GT!G18,Daten!$A$309:$A$357,Daten!$M$309:$M$357,\"\")))","v":""},{"$nulls":18},{"$f":"IF(ISBLANK(GT!E18),\"\",GT!E18*100 & \"%\")","v":""}]
[{"$nulls":12},{"$f":"IF(ISBLANK(GT!G20),\"\",IF(GT!G20=Daten!$A$309,GT!C20,_xlfn.XLOOKUP(GT!G20,Daten!$A$309:$A$357,Daten!$M$309:$M$357,\"\")))","v":""},{"$nulls":18},{"$f":"IF(ISBLANK(GT!E20),\"\",GT!E20*100 & \"%\")","v":""}]
[{"$nulls":12},{"$f":"IF(ISBLANK(GT!G22),\"\",IF(GT!G22=Daten!$A$309,GT!C22,_xlfn.XLOOKUP(GT!G22,Daten!$A$309:$A$357,Daten!$M$309:$M$357,\"\")))","v":""},{"$nulls":18},{"$f":"IF(ISBLANK(GT!E22),\"\",GT!E22*100 & \"%\")","v":""}]
[null,"Energieverbrauch (RW)",{"$nulls":10},{"$f":"GT!E14","v":0},{"$nulls":3},"kWh"]
[]
[null,"Heizungstyp (WW)",{"$nulls":10},{"$f":"IF(ISBLANK(GT!G89),\"\",IF(GT!G89=Daten!$A$309,GT!C89,_xlfn.XLOOKUP(GT!G89,Daten!$A$309:$A$357,Daten!$M$309:$M$357,\"\")))","v":""},{"$nulls":18},{"$f":"IF(ISBLANK(GT!E89),\"\",GT!E89*100 & \"%\")","v":""}]
[{"$nulls":12},{"$f":"IF(ISBLANK(GT!G91),\"\",IF(GT!G91=Daten!$A$309,GT!C91,_xlfn.XLOOKUP(GT!G91,Daten!$A$309:$A$357,Daten!$M$309:$M$357,\"\")))","v":""},{"$nulls":18},{"$f":"IF(ISBLANK(GT!E91),\"\",GT!E91*100 & \"%\")","v":""}]
[null,"Energieverbrauch (WW)",{"$nulls":10},{"$f":"GT!E83","v":0},{"$nulls":3},"kWh"]
[null,"Wasserverbrauch",{"$nulls":10},{"$f":"GT!E85","v":0},{"$nulls":3},"Liter"]
[]
[null,"Prozessabwärme",{"$nulls":10},{"$f":"IF(ISBLANK(GT!G152),\"\",IF(GT!G152=Daten!$A$309,GT!C152,_xlfn.XLOOKUP(GT!G152,Daten!$A$309:$A$357,Daten!$M$309:$M$357,\"\")))","v":""}]
[{"$nulls":12},{"$f":"IF(ISBLANK(GT!G154),\"\",IF(GT!G154=Daten!$A$309,GT!C154,_xlfn.XLOOKUP(GT!G154,Daten!$A$309:$A$357,Daten!$M$309:$M$357,\"\")))","v":""}]
[{"$nulls":12},{"$f":"IF(ISBLANK(GT!G156),\"\",IF(GT!G156=Daten!$A$309,GT!C156,_xlfn.XLOOKUP(GT!G156,Daten!$A$309:$A$357,Daten!$M$309:$M$357,\"\")))","v":""}]
[null,"Energieverbrauch (Prozessabwärme)",{"$nulls":10},{"$f":"GT!E148*(GT!O152+GT!Q152+GT!O154+GT!Q154+GT!O156+GT!Q156)","v":0},{"$nulls":3},"kWh"]
[]
[null,{"$f":"IF(Kat_2=0,\"\",Kat_2)","v":""}]
[null,"Energiebezugsfläche (EBF)",{"$nulls":10},{"$f":"IF(Kat_2=0,\"\",EBF_2)","v":""},{"$nulls":3},"m²"]
[null,"Anteil an EBF",{"$nulls":10},{"$f":"IF(Kat_2=0,\"\",EBF_2/EBF_tot*100)","v":""},{"$nulls":3},"%"]
[null,"Bauweise",{"$nulls":10},{"$f":"IF(Kat_1=0,\"\",GI!E68)","v":""}]
[null,"Anzahl Geschosse",{"$nulls":10},{"$f":"IF(Kat_1=0,\"\",GI!E72)","v":""}]
[null,"Brutto Raumhöhe",{"$nulls":10},{"$f":"IF(Kat_1=0,\"\",GI!E74)","v":""},{"$nulls":3},"m"]
[]
[null,"Heizungstyp (Raumwärme)",{"$nulls":10},{"$f":"IF(ISBLANK(GT!G38),\"\",IF(GT!G38=Daten!$A$309,GT!C38,_xlfn.XLOOKUP(GT!G38,Daten!$A$309:$A$357,Daten!$M$309:$M$357,\"\")))","v":""}]
[{"$nulls":12},{"$f":"IF(ISBLANK(GT!G40),\"\",IF(GT!G40=Daten!$A$309,GT!C40,_xlfn.XLOOKUP(GT!G40,Daten!$A$309:$A$357,Daten!$M$309:$M$357,\"\")))","v":""}]
[{"$nulls":12},{"$f":"IF(ISBLANK(GT!G42),\"\",IF(GT!G42=Daten!$A$309,GT!C42,_xlfn.XLOOKUP(GT!G42,Daten!$A$309:$A$357,Daten!$M$309:$M$357,\"\")))","v":""}]
[null,"Energieverbrauch (RW)",{"$nulls":10},{"$f":"GT!E34","v":0},{"$nulls":3},"kWh"]
[]
[null,"Heizungstyp (Warmwasser)",{"$nulls":10},{"$f":"IF(ISBLANK(GT!G107),\"\",IF(GT!G107=Daten!$A$309,GT!C107,_xlfn.XLOOKUP(GT!G107,Daten!$A$309:$A$357,Daten!$M$309:$M$357,\"\")))","v":""}]
[{"$nulls":12},{"$f":"IF(ISBLANK(GT!G109),\"\",IF(GT!G109=Daten!$A$309,GT!C109,_xlfn.XLOOKUP(GT!G109,Daten!$A$309:$A$357,Daten!$M$309:$M$357,\"\")))","v":""}]
[null,"Energieverbrauch (WW)",{"$nulls":10},{"$f":"GT!E101","v":0},{"$nulls":3},"kWh"]
[null,"Wasserverbrauch",{"$nulls":10},{"$f":"GT!E103","v":0},{"$nulls":3},"Liter"]
[]
[null,"Prozessabwärme",{"$nulls":10},{"$f":"IF(ISBLANK(GT!G172),\"\",IF(GT!G172=Daten!$A$309,GT!C172,_xlfn.XLOOKUP(GT!G172,Daten!$A$309:$A$357,Daten!$M$309:$M$357,\"\")))","v":""}]
[{"$nulls":12},{"$f":"IF(ISBLANK(GT!G174),\"\",IF(GT!G174=Daten!$A$309,GT!C174,_xlfn.XLOOKUP(GT!G174,Daten!$A$309:$A$357,Daten!$M$309:$M$357,\"\")))","v":""}]
[{"$nulls":12},{"$f":"IF(ISBLANK(GT!G176),\"\",IF(GT!G176=Daten!$A$309,GT!C176,_xlfn.XLOOKUP(GT!G176,Daten!$A$309:$A$357,Daten!$M$309:$M$357,\"\")))","v":""}]
[null,"Energieverbrauch (Prozessabwärme)",{"$nulls":10},{"$f":"GT!E168","v":0},{"$nulls":3},"kWh"]
[{"$nulls":10},{"$f":"$K$1","v":{"$error":"#VALUE!"}}]
[]
[null,{"$f":"IF(Kat_3=0,\"\",Kat_3)","v":""}]
[null,"Energiebezugsfläche (EBF)",{"$nulls":10},{"$f":"IF(Kat_3=0,\"\",EBF_3)","v":""},{"$nulls":3},"m²"]
[null,"Anteil an EBF",{"$nulls":10},{"$f":"IF(Kat_3=0,\"\",EBF_3/EBF_tot*100)","v":""},{"$nulls":3},"%"]
[null,"Bauweise",{"$nulls":10},{"$f":"IF(Kat_1=0,\"\",GI!G68)","v":""}]
[null,"Anzahl Geschosse",{"$nulls":10},{"$f":"IF(Kat_1=0,\"\",GI!G72)","v":""}]
[null,"Brutto Raumhöhe",{"$nulls":10},{"$f":"IF(Kat_1=0,\"\",GI!G74)","v":""},{"$nulls":3},"m"]
[]
[null,"Heizungstyp (Raumwärme)",{"$nulls":10},{"$f":"IF(ISBLANK(GT!G58),\"\",IF(GT!G58=Daten!$A$309,GT!C58,_xlfn.XLOOKUP(GT!G58,Daten!$A$309:$A$357,Daten!$M$309:$M$357,\"\")))","v":""}]
[{"$nulls":12},{"$f":"IF(ISBLANK(GT!G60),\"\",IF(GT!G60=Daten!$A$309,GT!C60,_xlfn.XLOOKUP(GT!G60,Daten!$A$309:$A$357,Daten!$M$309:$M$357,\"\")))","v":""}]
[{"$nulls":12},{"$f":"IF(ISBLANK(GT!G62),\"\",IF(GT!G62=Daten!$A$309,GT!C62,_xlfn.XLOOKUP(GT!G62,Daten!$A$309:$A$357,Daten!$M$309:$M$357,\"\")))","v":""}]
[null,"Energieverbrauch (RW)",{"$nulls":10},{"$f":"GT!E54","v":0},{"$nulls":3},"kWh"]
[]
[null,"Heizungstyp (Warmwasser)",{"$nulls":10},{"$f":"IF(ISBLANK(GT!G125),\"\",IF(GT!G125=Daten!$A$309,GT!C125,_xlfn.XLOOKUP(GT!G125,Daten!$A$309:$A$357,Daten!$M$309:$M$357,\"\")))","v":""}]
[{"$nulls":12},{"$f":"IF(ISBLANK(GT!G127),\"\",IF(GT!G127=Daten!$A$309,GT!C127,_xlfn.XLOOKUP(GT!G127,Daten!$A$309:$A$357,Daten!$M$309:$M$357,\"\")))","v":""}]
[null,"Energieverbrauch (WW)",{"$nulls":10},{"$f":"GT!E119","v":0},{"$nulls":3},"kWh"]
[null,"Wasserverbrauch",{"$nulls":10},{"$f":"GT!E121","v":0},{"$nulls":3},"Liter"]
[]
[null,"Prozessabwärme",{"$nulls":10},{"$f":"IF(ISBLANK(GT!G192),\"\",IF(GT!G192=Daten!$A$309,GT!C192,_xlfn.XLOOKUP(GT!G192,Daten!$A$309:$A$357,Daten!$M$309:$M$357,\"\")))","v":""}]
[{"$nulls":12},{"$f":"IF(ISBLANK(GT!G194),\"\",IF(GT!G194=Daten!$A$309,GT!C194,_xlfn.XLOOKUP(GT!G194,Daten!$A$309:$A$357,Daten!$M$309:$M$357,\"\")))","v":""}]
[{"$nulls":12},{"$f":"IF(ISBLANK(GT!G196),\"\",IF(GT!G196=Daten!$A$309,GT!C196,_xlfn.XLOOKUP(GT!G196,Daten!$A$309:$A$357,Daten!$M$309:$M$357,\"\")))","v":""}]
[null,"Energieverbrauch (Prozessabwärme)",{"$nulls":10},{"$f":"GT!E188","v":0},{"$nulls":3},"kWh"]
[]
["ENERGIEBESCHAFFUNGSKOSTEN"]
[]
[null,"Kosten aufführen für Energie-Einkauf",{"$nulls":29},"freie Eingabe"]
{"$rows_empty":28}
[{"$nulls":10},{"$f":"$K$1","v":{"$error":"#VALUE!"}}]
[]
[2,null,"Adressen"]
[]
[{"$f":"GI!C20","v":0}]
[null,"Name",{"$nulls":7},{"$f":"GI!C22","v":0}]
[null,"Zuständig",{"$nulls":7},{"$f":"GI!C23","v":0}]
[null,"Adresse",{"$nulls":7},{"$f":"GI!C24","v":0}]
[{"$nulls":9},{"$f":"GI!C25","v":0}]
[null,"Telefonnummer",{"$nulls":7},{"$f":"GI!C26","v":0}]
[null,"E-Mail",{"$nulls":7},{"$f":"GI!C27","v":0}]
[]
[]
[{"$f":"GI!C29","v":0}]
[null,"Name",{"$nulls":7},{"$f":"GI!C31","v":0}]
[null,"Zuständig",{"$nulls":7},{"$f":"GI!C32","v":0}]
[null,"Adresse",{"$nulls":7},{"$f":"GI!C33","v":0}]
[{"$nulls":9},{"$f":"GI!C34","v":0}]
[null,"Telefonnummer",{"$nulls":7},{"$f":"GI!C35","v":0}]
[null,"E-Mail",{"$nulls":7},{"$f":"GI!C36","v":0}]
[]
[]
[{"$f":"GI!C10","v":"Fachperson Energie / Beratungsunternehmen"}]
[null,"Name",{"$nulls":7},{"$f":"GI!C12","v":0}]
[null,"Zuständig",{"$nulls":7},{"$f":"GI!C13","v":0}]
[null,"Adresse",{"$nulls":7},{"$f":"GI!C14","v":0}]
[{"$nulls":9},{"$f":"GI!C15","v":0}]
[null,"Telefonnummer",{"$nulls":7},{"$f":"GI!C16","v":0}]
[null,"E-Mail",{"$nulls":7},{"$f":"GI!C17","v":0}]
{"$rows_empty":16}
[{"$nulls":10},{"$f":"$K$1","v":{"$error":"#VALUE!"}}]
[]
[3,null,"Allgemeines"]

{"sheet":"Daten","index":17,"n_rows":364,"n_cols":76,"rows_kept":364,"merged":[[2,14,2,22],[3,14,3,22],[4,14,4,22],[5,14,5,22],[6,14,6,22],[7,14,7,22],[8,14,8,22],[9,14,9,22],[10,14,10,22],[11,14,11,22],[12,14,12,22],[13,14,13,22],[14,14,14,22],[15,14,15,22],[16,14,16,22],[17,14,17,22],[18,14,18,22],[19,14,19,22],[20,14,20,22],[21,14,21,22],[22,14,22,22],[23,14,23,22],[24,14,24,22],[25,14,25,22],[26,14,26,22],[27,14,27,22],[28,14,28,22],[29,14,29,22],[96,2,97,3],[96,4,96,6],[98,2,98,3],[99,2,99,3],[100,2,100,3],[101,2,101,3],[102,2,102,3],[103,2,103,3],[104,2,104,3],[105,2,105,3],[107,2,107,3],[108,2,108,3],[109,2,109,3],[110,2,110,3],[111,2,111,3],[112,2,112,3],[113,2,113,3],[114,2,114,3],[115,2,115,3],[117,2,117,3],[118,2,118,3],[119,2,119,3],[120,2,120,3],[121,2,121,3],[122,2,122,3],[123,2,123,3],[125,2,125,3],[126,2,126,3],[127,2,127,3],[128,2,128,3],[129,2,129,3],[130,2,130,3],[131,2,131,3],[133,0,134,1],[133,2,133,3],[134,2,134,3],[135,2,135,3],[136,2,136,3],[137,2,137,3],[138,2,138,3],[139,2,139,3],[141,2,141,3],[142,2,142,3],[143,2,143,3],[144,2,144,3],[145,2,145,3],[146,2,146,3],[147,2,147,3],[155,5,155,8],[155,12,155,14],[155,16,155,19],[155,21,155,24],[282,3,282,12],[283,3,283,12],[284,3,284,12],[285,3,286,12],[287,3,289,12],[306,2,306,5],[306,6,306,9],[307,0,307,1],[307,2,307,3],[307,4,307,5],[307,6,307,7],[307,8,307,9],[358,2,358,5],[358,6,358,9],[359,2,359,3],[359,4,359,5],[359,6,359,7],[359,8,359,9]]}
["Standardnutzungen","Raumtemp-eratur","Personen-fläche","Wärme-abgabe","Präsenzzeit","Elektrizitäts-bedarf","Reduktions-faktor Elektrizität","Aussenluft-Volumen-strom","Basis Heiz-wärme-bedarf","Steigungs-faktor","Wärme-bedarf Warm-wasser","Basis Zeit-konstante","Basis Ausnutz-ungsgrad Parameter"]
[null,"θi [°C]","AP [m²]","QP [W/P]","tp [h/d]","EF,l [kWh/m²]","fel [-]","qth [m³/hm²]","QH,li0 [kWh/m²]","∆QH,li [kWh/m²]","Qww [kWh/m²]","τ0 [h]","a0 [-]",null,"Kommentare:"]
["Wohnen MFH I",20,40,70,12,28,0.7,0.7,13,15,20.8,15,1]
["Wohnen EFH II",20,60,70,12,22,0.7,0.7,16,15,13.9,15,1]
["Verwaltung III",20,20,80,6,22,0.9,0.7,13,15,6.9,15,1]
["Schulen IV",20,10,70,4,11,0.9,0.7,14,15,6.9,15,1]
["Verkauf V",20,10,90,4,33,0.8,0.7,7,14,6.9,15,1]
["Restaurants VI",20,5,100,3,33,0.7,1.2,16,15,55.6,15,1]
["Versammlungslokale VII",20,5,80,3,17,0.8,{"v":1,"d":"1.0"},18,15,13.9,15,1]
["Spitäler VIII",22,30,80,16,28,0.7,{"v":1,"d":"1.0"},18,17,27.8,15,1]
["Industrie IX",18,20,100,6,17,0.9,0.7,10,14,6.9,15,1]
["Lager X",18,100,100,6,6,0.9,0.3,14,14,1.4,15,1]
["Sportbauten XI",18,20,100,6,6,0.9,0.7,16,14,83.3,15,1]
["Hallenbäder XII",28,20,60,4,56,0.7,0.7,15,18,83.3,15,1]
[]
["Bauweise","Wärmespeicherfähigkeit pro Energiebezugsfläche"]
[null,"CR/AE [kWh/m²K]"]
["schwer",0.15]
["mittel",0.08]
["leicht",0.03]
["sehr leicht",0.01]
[]
["Raumtemperaturregelung",null,"Regelungszuschlag"]
["Art der Raumtemperaturregelung",null,"∆θi [K]",null,null,"Resulierende Raumtemperaturen nach Kategorie"]
["Einzelraum-Regelung",null,0,null,null,{"$f":"Kat_1","v":0},null,{"$f":"IF(Raumtempreg_1=\"\",GI!C80,GI!C80+_xlfn.XLOOKUP(Raumtempreg_1,Daten!$A$25:$A$27,Daten!$C$25:$C$27))","v":0},"°C"]
["Referenzraum-Regelung",null,1,null,null,{"$f":"Kat_2","v":0},null,{"$f":"IF(Raumtempreg_2=\"\",GI!E80,GI!E80+_xlfn.XLOOKUP(Raumtempreg_2,Daten!$A$25:$A$27,Daten!$C$25:$C$27))","v":0},"°C"]
["übrige Fälle",null,2,null,null,{"$f":"Kat_3","v":0},null,{"$f":"IF(Raumtempreg_3=\"\",GI!G80,GI!G80+_xlfn.XLOOKUP(Raumtempreg_3,Daten!$A$25:$A$27,Daten!$C$25:$C$27))","v":0},"°C"]
[]
["Neu-/Umbau"]
["Neubau",1]
["Umbau",1.5]
[]
["Klimadaten","Meereshöhe","Januar [°C]","S [kWh/m²]","O","W","N","H","Februar","S","O","W","N","H","März","S","O","W","N","H","April","S","O","W","N","H","Mai","S","O","W","N","H","Juni","S","O","W","N","H","Juli","S","O","W","N","H","August","S","O","W","N","H","September","S","O","W","N","H","Oktober","S","O","W","N","H","November","S","O","W","N","H","Dezember","S","O","W","N","H","Jahresmittel","Auslegungstemperatur"]
["Adelboden",1320,-1.2,297,96,134,75,150,-0.9,331,143,169,102,213,1.7,431,271,257,171,364,4.1,293,233,181,101,443,9.2,268,295,198,129,530,11.8,236,311,187,140,537,14.2,265,327,198,139,560,14.4,300,279,187,112,493,10.5,314,197,156,83,371,7.3,359,179,190,123,254,{"v":2,"d":"2.0"},262,96,122,75,150,{"v":0,"d":"0.0"},244,78,104,62,121,6.1,-10]
["Aigle",381,1.1,238,94,75,48,139,2.5,273,128,109,60,201,6.2,354,212,185,94,362,9.3,308,249,210,114,456,14.1,295,303,244,147,570,16.9,270,321,259,163,599,19.1,305,332,279,158,632,18.9,340,308,249,131,549,14.6,340,228,194,98,394,10.5,316,161,131,70,262,5.1,220,91,70,44,145,2.3,196,72,54,37,112,10.1,-6]
["Altdorf",449,1.2,134,51,48,40,104,2.1,220,99,94,63,174,5.9,303,174,142,88,324,9.1,290,231,184,106,435,14.1,281,289,220,137,549,16.5,244,290,207,143,547,18.6,268,297,212,142,554,18.6,295,268,193,118,485,14.6,280,187,137,86,345,10.6,241,115,94,59,225,5.2,140,52,49,36,117,2.5,96,37,32,29,80,9.9,-6]
["Basel-Binningen",316,1.7,190,72,80,43,110,2.9,232,109,119,60,167,6.8,303,182,193,94,305,9.6,283,231,236,119,410,14.2,281,295,292,161,528,17.2,275,321,327,189,583,19.5,303,332,346,185,605,19.4,337,303,313,147,530,14.9,314,202,223,101,358,10.9,279,131,150,67,225,5.4,187,73,80,41,119,{"v":3,"d":"3.0"},150,54,59,32,86,10.5,-7]
["Bern-Liebefeld",565,-0.1,201,75,88,48,118,1.3,252,116,126,65,181,5.3,337,204,204,99,335,8.1,285,244,228,119,420,13.2,284,305,281,161,546,16.1,270,329,306,181,594,18.4,305,348,332,182,624,18.4,343,316,297,145,544,13.9,324,213,220,98,373,9.6,271,126,145,67,230,3.9,179,67,80,41,122,1.2,153,54,64,35,91,9.1,-7]
["Buchs-Aarau",387,0.6,115,48,59,37,86,1.7,181,87,97,58,148,5.8,268,161,166,88,284,8.8,270,213,207,114,391,{"v":14,"d":"14.0"},279,276,273,153,522,16.8,264,293,290,171,560,18.9,292,311,311,174,581,18.7,316,271,273,139,501,14.2,283,176,197,96,334,{"v":10,"d":"10.0"},201,91,121,62,187,4.4,109,47,60,34,91,{"v":2,"d":"2.0"},88,35,40,27,67,9.7,-7]
["Chur",555,0.5,260,80,104,54,142,1.7,307,121,148,77,208,5.8,362,179,204,102,359,8.9,311,220,215,114,459,14.1,295,287,249,142,570,16.5,264,288,241,148,578,18.5,292,303,252,147,597,18.4,324,260,238,123,520,14.2,316,179,184,91,373,10.4,308,118,145,64,257,4.7,228,67,91,44,148,1.7,204,56,75,40,112,9.6,-7]
["Davos",1590,-4.7,402,147,166,94,182,-4.2,450,218,225,131,256,-1.1,536,348,329,196,429,1.8,435,373,329,202,524,7.2,324,340,276,161,603,9.9,272,327,259,158,604,12.3,297,335,265,150,619,12.3,340,303,244,123,544,8.4,360,241,205,96,407,5.1,394,179,171,78,297,-0.7,342,130,135,73,184,-3.4,327,107,129,72,145,3.6,-13]
["Disentis",1190,-1.1,321,107,142,83,161,-0.8,392,174,198,123,235,2.2,474,289,279,166,404,4.9,345,298,241,143,469,10.2,281,313,228,134,552,12.9,259,327,233,143,588,15.3,292,348,241,142,611,15.3,329,321,217,118,533,11.3,340,226,176,83,391,{"v":8,"d":"8.0"},324,131,139,62,265,2.3,264,86,106,57,158,-0.1,260,80,110,62,129,6.7,-10]
["Engelberg",1035,{"v":-2,"d":"-2.0"},177,64,72,51,121,-1.1,302,145,128,82,203,2.2,380,228,206,121,354,5.1,308,231,220,119,435,10.2,273,249,238,123,538,12.7,233,267,215,127,537,14.9,254,262,214,123,536,14.9,287,236,198,104,471,{"v":11,"d":"11.0"},285,181,148,78,345,7.5,279,131,110,56,241,1.8,176,65,62,39,132,-0.7,104,37,48,32,86,6.4,-11]
["Genève-Cointrin",420,1.7,163,64,78,40,107,2.9,244,106,126,60,181,6.5,362,206,222,96,362,9.4,319,259,251,119,461,14.4,308,319,305,163,592,17.6,293,350,329,189,643,20.2,327,364,354,185,670,{"v":20,"d":"20.0"},362,327,313,147,573,15.4,355,226,238,101,404,11.2,292,134,161,70,246,5.6,174,67,83,41,122,3.1,150,54,62,32,91,10.7,-4]
["Glarus",515,-0.6,182,75,51,43,118,0.6,218,104,77,60,172,4.7,271,161,110,86,295,8.3,267,197,166,101,412,13.3,268,244,225,129,530,15.7,236,244,218,135,531,17.7,260,252,222,131,541,17.6,284,228,196,112,471,13.5,246,156,104,80,314,9.6,217,107,67,56,212,3.9,161,65,41,36,122,0.9,137,51,35,29,91,8.8,-8]
["Grand-St-Bernhard",2472,-7.1,246,104,166,96,147,-7.2,472,215,281,162,266,-5.6,670,445,453,279,471,-3.8,588,485,508,324,557,1.3,477,493,469,319,629,4.9,363,430,384,251,643,7.9,324,383,332,187,645,8.4,340,329,289,134,562,4.3,347,233,231,101,397,{"v":1,"d":"1.0"},383,182,214,110,281,{"v":-4,"d":"-4.0"},285,111,181,101,163,-5.8,126,78,94,72,104,-0.5,-15]
["Güttingen",440,0.3,134,59,62,40,96,1.3,201,99,104,58,157,5.1,305,187,185,96,311,8.2,298,251,228,122,428,13.4,297,313,289,163,557,16.2,277,327,303,181,588,18.4,303,343,319,179,603,18.3,337,297,289,142,522,13.9,301,192,207,98,345,9.6,225,107,126,64,201,4.2,130,57,62,39,101,1.8,102,43,43,29,72,9.2,-7]
["Interlaken",580,-0.6,198,62,80,46,123,0.8,240,92,114,65,181,4.8,319,158,185,94,329,7.9,288,210,218,109,433,{"v":13,"d":"13.0"},276,284,252,142,549,15.7,249,301,251,158,568,{"v":18,"d":"18.0"},281,316,271,155,592,17.8,313,262,249,126,512,13.5,303,168,189,91,363,9.3,252,96,121,62,230,3.7,176,52,73,39,127,0.9,142,40,56,32,94,8.7,-7]
["La Chaux-de-Fonds",1019,-1.4,300,121,121,67,142,-0.7,329,167,167,94,203,2.1,386,254,238,134,343,4.8,308,280,241,137,425,9.8,262,313,252,155,506,12.6,257,340,277,181,560,{"v":15,"d":"15.0"},292,359,311,179,597,15.1,327,329,276,142,525,{"v":11,"d":"11.0"},316,226,205,96,363,7.8,308,153,147,67,244,2.3,259,104,101,52,145,0.1,233,88,88,48,110,6.5,-10]
["La Frétaz",1202,-1.2,273,104,86,40,145,-0.8,298,140,121,53,203,1.6,348,222,196,88,346,3.8,285,264,205,114,420,8.8,271,308,249,147,520,11.7,257,342,267,174,562,14.2,289,359,292,171,597,14.5,324,332,257,137,520,10.4,308,228,197,93,358,7.1,292,158,139,64,236,{"v":2,"d":"2.0"},233,101,78,41,140,0.1,225,80,67,35,112,{"v":6,"d":"6.0"},-10]
["Locarno-Monti",366,3.3,319,102,110,46,158,4.9,341,152,140,60,227,{"v":9,"d":"9.0"},404,236,222,86,391,11.5,306,246,241,101,443,15.8,276,281,268,131,536,19.1,277,319,298,156,614,21.7,316,340,321,161,648,21.5,356,313,295,131,570,{"v":17,"d":"17.0"},342,223,220,88,391,12.6,319,155,142,59,252,7.3,264,93,91,39,153,4.4,271,78,86,35,129,12.3,-1]
["Lugano",273,3.3,287,86,112,46,153,4.8,314,131,148,65,218,8.6,370,212,214,94,370,11.3,285,223,223,106,420,15.8,271,252,265,142,525,19.3,275,285,306,163,601,{"v":22,"d":"22.0"},313,311,332,166,643,21.7,364,297,316,137,581,17.3,345,218,231,96,397,12.9,308,137,153,64,249,7.8,251,78,101,41,150,4.5,246,64,94,37,123,12.4,-1]
["Luzern",456,0.5,153,67,62,43,102,1.8,208,104,104,60,162,5.7,295,185,174,94,305,8.8,262,228,200,114,394,13.9,257,284,244,153,496,16.7,244,301,257,171,529,{"v":19,"d":"19.0"},273,321,276,171,557,18.8,305,287,254,137,493,14.4,280,192,184,96,334,10.2,233,118,121,64,206,4.5,143,62,62,39,109,{"v":2,"d":"2.0"},118,51,46,32,80,9.7,-6]
["Magadino",197,1.2,287,99,110,48,150,3.5,307,135,143,65,215,8.2,364,214,214,91,370,11.4,280,231,228,104,420,{"v":16,"d":"16.0"},252,265,254,137,506,19.4,262,303,293,163,591,21.8,300,329,321,166,629,21.3,340,303,295,134,554,16.8,321,213,220,91,378,11.9,295,139,145,62,241,6.1,238,86,96,39,148,2.3,222,75,78,35,118,11.7,-3]
["Montana",1508,-1.7,431,171,171,91,185,-1.4,448,225,225,126,252,1.3,528,354,329,185,426,3.7,373,327,290,143,513,{"v":9,"d":"9.0"},324,364,305,155,632,11.9,293,371,301,168,658,14.5,329,399,321,169,691,14.6,372,362,297,134,597,10.5,404,272,249,96,446,7.1,415,201,190,70,308,1.7,340,127,124,49,181,-0.4,364,129,129,62,150,5.9,-10]
["Neuchâtel",485,1.4,131,56,59,35,91,2.5,213,102,104,53,160,6.2,316,193,182,88,319,9.2,293,244,213,111,420,14.1,292,300,265,150,544,17.1,275,324,277,168,583,19.7,308,346,305,169,613,19.7,343,311,273,137,533,15.1,319,207,202,93,365,10.8,246,115,131,62,212,5.2,145,60,62,34,104,2.7,118,46,48,27,75,10.3,-5]
["Payerne",490,0.3,166,70,75,46,107,1.6,230,109,119,63,174,5.5,340,201,214,96,340,8.3,298,251,244,122,435,13.4,297,308,303,163,562,16.4,283,342,321,187,614,18.7,313,359,346,182,640,18.6,351,321,308,147,552,14.1,329,213,231,101,376,9.9,257,123,145,70,222,4.2,161,67,73,41,114,1.7,137,54,56,35,86,9.4,-7]
["Piotta",1007,-1.3,99,62,54,48,88,0.1,314,194,131,109,198,3.9,418,268,230,139,375,6.6,295,236,220,106,435,11.4,233,241,217,110,490,14.7,238,275,241,127,560,17.2,273,297,254,131,595,16.8,308,273,233,110,517,12.6,301,202,171,75,363,8.3,257,142,91,51,228,2.9,119,70,41,34,106,{"v":0,"d":"0.0"},40,35,32,29,62,7.8,-7]
["Pully",461,2.3,198,72,80,40,118,3.3,259,109,123,56,186,6.8,364,209,217,91,356,9.5,319,254,251,114,459,14.5,311,313,313,158,592,17.5,290,337,329,176,638,20.1,324,356,356,174,667,20.1,362,308,319,139,570,15.7,355,220,241,96,399,11.6,308,139,161,67,252,6.2,210,78,88,39,132,3.6,174,59,64,32,99,10.9,-4]
["Robbia",1078,-2.1,305,104,118,75,161,-0.8,360,155,162,102,232,3.3,410,196,217,115,388,6.4,311,200,197,101,451,10.8,265,236,206,118,530,13.7,249,249,215,124,560,{"v":16,"d":"16.0"},284,271,230,126,592,15.7,311,225,196,107,506,11.6,301,150,153,78,360,7.6,289,107,112,56,249,2.6,246,73,78,44,158,-0.5,241,67,78,48,129,{"v":7,"d":"7.0"},-8]
["Rünenberg",610,0.4,193,78,67,37,115,1.5,235,109,104,53,174,5.2,305,190,177,88,311,7.8,283,244,228,117,412,12.7,279,303,284,158,530,15.6,270,324,308,184,581,17.9,297,343,324,182,600,18.1,332,313,292,145,525,13.7,311,215,205,98,358,9.8,268,137,131,67,225,4.2,176,75,67,39,119,1.8,147,59,48,32,88,9.1,-8]
["Samedan",1705,-9.3,442,177,204,121,196,-7.6,486,237,266,165,269,-2.8,581,348,386,225,450,1.1,441,337,347,200,537,6.6,321,319,297,155,621,9.5,277,319,285,158,630,11.9,313,340,287,153,656,11.6,351,284,260,126,562,7.5,365,194,218,96,420,3.5,383,150,177,75,300,-3.1,342,124,145,78,189,-7.4,370,137,155,91,158,1.8,-18]
["San Bernardino",1639,-3.6,367,171,126,94,174,-3.4,431,227,189,131,252,-0.7,533,340,311,196,423,1.5,402,327,290,189,472,6.4,284,287,236,147,517,10.1,251,293,215,137,560,12.7,281,300,220,137,581,12.7,313,268,201,115,506,8.6,314,202,161,83,368,4.8,308,147,112,64,249,-0.2,288,124,93,65,163,-2.6,308,134,96,70,139,3.9,-11]
["St. Gallen",779,-0.3,193,75,86,51,112,0.7,244,119,133,73,169,4.1,319,198,206,112,308,6.9,283,241,236,127,407,{"v":12,"d":"12.0"},271,292,284,161,522,14.7,251,293,295,176,550,16.9,281,311,319,174,576,17.1,313,279,292,139,504,12.8,285,187,205,96,334,{"v":9,"d":"9.0"},241,115,137,64,209,3.5,171,70,78,44,117,1.1,145,56,59,37,86,8.2,-9]
["Schaffhausen",437,0.1,139,59,59,40,96,1.3,210,102,99,58,162,5.4,297,187,161,91,305,8.7,290,246,202,117,417,13.8,295,316,268,158,554,16.5,280,334,288,179,594,18.7,308,354,300,174,611,18.6,343,313,260,139,530,14.1,314,207,184,96,358,9.6,236,110,121,64,206,4.1,130,57,57,36,101,1.5,110,46,43,29,75,9.4,-8]
["Scuol",1298,-4.3,364,129,153,91,174,-2.8,419,181,215,119,247,1.4,490,279,297,147,426,4.8,365,308,264,135,516,10.1,303,348,262,150,605,12.7,267,347,257,161,609,{"v":15,"d":"15.0"},305,370,281,161,643,14.8,337,316,246,123,549,10.7,358,223,218,91,412,6.6,367,145,174,67,292,0.2,293,91,114,54,174,-3.2,271,88,99,64,134,5.5,-12]
["Sion",482,-0.1,236,62,102,46,145,{"v":2,"d":"2.0"},324,123,152,68,225,6.7,402,222,220,94,402,{"v":10,"d":"10.0"},350,283,257,122,516,{"v":15,"d":"15.0"},324,346,303,161,640,17.8,295,365,311,174,677,19.9,327,378,327,171,694,19.4,367,337,292,137,595,{"v":15,"d":"15.0"},381,241,236,98,435,10.3,354,153,166,72,289,4.3,236,65,104,44,156,0.8,174,43,75,37,110,10.1,-6]
["Ulrichen",1345,-7.5,289,96,161,88,147,-5.6,394,177,223,133,230,-0.7,565,362,370,233,421,2.8,500,407,410,280,498,8.3,289,297,265,137,584,11.6,270,324,267,153,614,14.1,303,335,281,150,637,13.8,340,289,252,121,552,9.6,347,202,210,88,402,5.3,327,131,153,62,268,-1.4,215,52,101,39,148,-5.6,225,72,129,67,110,3.7,-16]
["Vaduz",460,0.8,209,64,86,46,126,2.1,266,106,128,68,189,6.3,316,161,179,88,327,9.4,293,200,215,109,428,14.4,287,246,271,139,549,16.7,254,244,264,148,552,18.7,281,257,276,145,568,18.7,313,228,249,121,498,14.6,303,168,181,88,353,10.8,279,112,129,64,238,4.9,187,60,75,39,127,{"v":2,"d":"2.0"},153,43,59,32,94,{"v":10,"d":"10.0"},-8]
["Wynau",422,{"v":0,"d":"0.0"},131,54,67,40,94,{"v":1,"d":"1.0"},213,97,116,63,162,4.9,308,177,198,96,313,{"v":8,"d":"8.0"},285,228,231,117,417,13.2,287,289,292,158,544,16.2,275,319,308,179,588,18.4,305,337,329,179,616,18.1,337,295,292,139,530,13.7,308,187,218,98,358,9.5,225,99,137,64,204,3.9,122,49,65,36,98,1.4,104,40,48,29,72,{"v":9,"d":"9.0"},-7]
["Zermatt",1638,{"v":-4,"d":"-4.0"},354,137,169,112,171,-3.3,421,208,225,157,247,-0.1,541,332,319,212,429,2.8,394,301,249,161,505,{"v":8,"d":"8.0"},308,297,212,131,597,10.8,270,301,205,127,609,13.3,303,311,214,126,632,13.1,343,279,196,110,552,{"v":9,"d":"9.0"},363,205,168,86,420,5.3,359,142,137,67,295,-0.3,288,91,114,65,174,-2.8,297,99,129,80,139,4.3,-11]
["Zürich-Kloten",425,0.2,163,67,78,43,102,1.3,235,109,123,65,167,5.4,316,190,196,96,313,8.5,298,244,236,119,425,13.6,295,303,297,163,546,16.5,277,321,311,184,583,18.7,303,335,332,182,603,18.5,337,297,297,142,525,{"v":14,"d":"14.0"},311,194,218,98,355,9.7,244,107,142,67,209,4.1,148,60,73,39,106,1.7,123,48,56,32,80,9.4,-8]
["Zürich-Meteo-Schweiz",556,0.4,177,67,80,43,104,1.6,235,109,123,63,165,5.5,313,185,198,94,311,8.4,290,233,231,111,417,13.4,284,281,287,150,536,16.2,270,295,303,166,570,18.4,297,311,327,166,595,18.4,332,287,295,134,522,{"v":14,"d":"14.0"},311,192,218,91,355,9.9,254,112,142,62,214,4.2,158,62,75,39,109,1.8,137,51,59,32,80,9.4,-8]
["selektierte Klimadaten:"]
[{"$f":"IF(Klimastat=\"\",\"keine\",_xlfn.XLOOKUP(Klimastat,A34:A73,A34:BX73))","v":"keine"}]
["spezifische Wärmespeicherfähigkeit der Luft: pa*ca [Wh/m³K]",{"$nulls":3},{"$f":"(1220-(0.14*B75))/3600","v":0.3388888888888889}]
[]
["Sonneneinstrahlung","Jan","Feb","Mär","Apr","Mai","Jun","Jul","Aug","Sep","Okt","Nov","Dez"]
["H",{"$f":"$H$75/3.6","v":{"v":0,"d":"0.0"}},{"$f":"$N$75/3.6","v":{"v":0,"d":"0.0"}},{"$f":"$T$75/3.6","v":{"v":0,"d":"0.0"}},{"$f":"$Z$75/3.6","v":{"v":0,"d":"0.0"}},{"$f":"$AF$75/3.6","v":{"v":0,"d":"0.0"}},{"$f":"$AL$75/3.6","v":{"v":0,"d":"0.0"}},{"$f":"$AR$75/3.6","v":{"v":0,"d":"0.0"}},{"$f":"$AX$75/3.6","v":{"v":0,"d":"0.0"}},{"$f":"$BD$75/3.6","v":{"v":0,"d":"0.0"}},{"$f":"$BJ$75/3.6","v":{"v":0,"d":"0.0"}},{"$f":"$BP$75/3.6","v":{"v":0,"d":"0.0"}},{"$f":"$BV$75/3.6","v":{"v":0,"d":"0.0"}}]
["N",{"$f":"$G$75/3.6","v":{"v":0,"d":"0.0"}},{"$f":"$M$75/3.6","v":{"v":0,"d":"0.0"}},{"$f":"$S$75/3.6","v":{"v":0,"d":"0.0"}},{"$f":"$Y$75/3.6","v":{"v":0,"d":"0.0"}},{"$f":"$AE$75/3.6","v":{"v":0,"d":"0.0"}},{"$f":"$AK$75/3.6","v":{"v":0,"d":"0.0"}},{"$f":"$AQ$75/3.6","v":{"v":0,"d":"0.0"}},{"$f":"$AW$75/3.6","v":{"v":0,"d":"0.0"}},{"$f":"$BC$75/3.6","v":{"v":0,"d":"0.0"}},{"$f":"$BI$75/3.6","v":{"v":0,"d":"0.0"}},{"$f":"$BO$75/3.6","v":{"v":0,"d":"0.0"}},{"$f":"$BU$75/3.6","v":{"v":0,"d":"0.0"}}]
["NNO",{"$f":"SQRT(B80*B82)","v":{"v":0,"d":"0.0"}},{"$f":"SQRT(C80*C82)","v":{"v":0,"d":"0.0"}},{"v":0,"d":"0.0"},{"v":0,"d":"0.0"},{"v":0,"d":"0.0"},{"v":0,"d":"0.0"},{"v":0,"d":"0.0"},{"v":0,"d":"0.0"},{"v":0,"d":"0.0"},{"v":0,"d":"0.0"},{"v":0,"d":"0.0"},{"v":0,"d":"0.0"}]
["NO",{"$f":"SQRT(B80*B84)","v":{"v":0,"d":"0.0"}},{"$f":"SQRT(C80*C84)","v":{"v":0,"d":"0.0"}},{"v":0,"d":"0.0"},{"v":0,"d":"0.0"},{"v":0,"d":"0.0"},{"v":0,"d":"0.0"},{"v":0,"d":"0.0"},{"v":0,"d":"0.0"},{"v":0,"d":"0.0"},{"v":0,"d":"0.0"},{"v":0,"d":"0.0"},{"v":0,"d":"0.0"}]
["ONO",{"$f":"SQRT(B82*B84)","v":{"v":0,"d":"0.0"}},{"$f":"SQRT(C82*C84)","v":{"v":0,"d":"0.0"}},{"v":0,"d":"0.0"},{"v":0,"d":"0.0"},{"v":0,"d":"0.0"},{"v":0,"d":"0.0"},{"v":0,"d":"0.0"},{"v":0,"d":"0.0"},{"v":0,"d":"0.0"},{"v":0,"d":"0.0"},{"v":0,"d":"0.0"},{"v":0,"d":"0.0"}]
["O",{"$f":"$E$75/3.6","v":{"v":0,"d":"0.0"}},{"$f":"$K$75/3.6","v":{"v":0,"d":"0.0"}},{"$f":"$Q$75/3.6","v":{"v":0,"d":"0.0"}},{"$f":"$W$75/3.6","v":{"v":0,"d":"0.0"}},{"$f":"$AC$75/3.6","v":{"v":0,"d":"0.0"}},{"$f":"$AI$75/3.6","v":{"v":0,"d":"0.0"}},{"$f":"$AO$75/3.6","v":{"v":0,"d":"0.0"}},{"$f":"$AU$75/3.6","v":{"v":0,"d":"0.0"}},{"$f":"$BA$75/3.6","v":{"v":0,"d":"0.0"}},{"$f":"$BG$75/3.6","v":{"v":0,"d":"0.0"}},{"$f":"$BM$75/3.6","v":{"v":0,"d":"0.0"}},{"$f":"$BS$75/3.6","v":{"v":0,"d":"0.0"}}]
["OSO",{"$f":"SQRT(B84*B86)","v":{"v":0,"d":"0.0"}},{"$f":"SQRT(C84*C86)","v":{"v":0,"d":"0.0"}},{"v":0,"d":"0.0"},{"v":0,"d":"0.0"},{"v":0,"d":"0.0"},{"v":0,"d":"0.0"},{"v":0,"d":"0.0"},{"v":0,"d":"0.0"},{"v":0,"d":"0.0"},{"v":0,"d":"0.0"},{"v":0,"d":"0.0"},{"v":0,"d":"0.0"}]
["SO",{"$f":"SQRT(B84*B88)","v":{"v":0,"d":"0.0"}},{"$f":"SQRT(C84*C88)","v":{"v":0,"d":"0.0"}},{"v":0,"d":"0.0"},{"v":0,"d":"0.0"},{"v":0,"d":"0.0"},{"v":0,"d":"0.0"},{"v":0,"d":"0.0"},{"v":0,"d":"0.0"},{"v":0,"d":"0.0"},{"v":0,"d":"0.0"},{"v":0,"d":"0.0"},{"v":0,"d":"0.0"}]
["SSO",{"$f":"SQRT(B86*B88)","v":{"v":0,"d":"0.0"}},{"$f":"SQRT(C86*C88)","v":{"v":0,"d":"0.0"}},{"v":0,"d":"0.0"},{"v":0,"d":"0.0"},{"v":0,"d":"0.0"},{"v":0,"d":"0.0"},{"v":0,"d":"0.0"},{"v":0,"d":"0.0"},{"v":0,"d":"0.0"},{"v":0,"d":"0.0"},{"v":0,"d":"0.0"},{"v":0,"d":"0.0"}]
["S",{"$f":"$D$75/3.6","v":{"v":0,"d":"0.0"}},{"$f":"$J$75/3.6","v":{"v":0,"d":"0.0"}},{"$f":"$P$75/3.6","v":{"v":0,"d":"0.0"}},{"$f":"$V$75/3.6","v":{"v":0,"d":"0.0"}},{"$f":"$AB$75/3.6","v":{"v":0,"d":"0.0"}},{"$f":"$AH$75/3.6","v":{"v":0,"d":"0.0"}},{"$f":"$AN$75/3.6","v":{"v":0,"d":"0.0"}},{"$f":"$AT$75/3.6","v":{"v":0,"d":"0.0"}},{"$f":"$AZ$75/3.6","v":{"v":0,"d":"0.0"}},{"$f":"$BF$75/3.6","v":{"v":0,"d":"0.0"}},{"$f":"$BL$75/3.6","v":{"v":0,"d":"0.0"}},{"$f":"$BR$75/3.6","v":{"v":0,"d":"0.0"}}]
["SSW",{"$f":"SQRT(B88*B90)","v":{"v":0,"d":"0.0"}},{"$f":"SQRT(C88*C90)","v":{"v":0,"d":"0.0"}},{"v":0,"d":"0.0"},{"v":0,"d":"0.0"},{"v":0,"d":"0.0"},{"v":0,"d":"0.0"},{"v":0,"d":"0.0"},{"v":0,"d":"0.0"},{"v":0,"d":"0.0"},{"v":0,"d":"0.0"},{"v":0,"d":"0.0"},{"v":0,"d":"0.0"}]
["SW",{"$f":"SQRT(B88*B92)","v":{"v":0,"d":"0.0"}},{"$f":"SQRT(C88*C92)","v":{"v":0,"d":"0.0"}},{"$f":"SQRT(D88*D92)","v":{"v":0,"d":"0.0"}},{"v":0,"d":"0.0"},{"v":0,"d":"0.0"},{"v":0,"d":"0.0"},{"v":0,"d":"0.0"},{"v":0,"d":"0.0"},{"v":0,"d":"0.0"},{"v":0,"d":"0.0"},{"v":0,"d":"0.0"},{"v":0,"d":"0.0"}]
["WSW",{"$f":"SQRT(B90*B92)","v":{"v":0,"d":"0.0"}},{"$f":"SQRT(C90*C92)","v":{"v":0,"d":"0.0"}},{"v":0,"d":"0.0"},{"v":0,"d":"0.0"},{"v":0,"d":"0.0"},{"v":0,"d":"0.0"},{"v":0,"d":"0.0"},{"v":0,"d":"0.0"},{"v":0,"d":"0.0"},{"v":0,"d":"0.0"},{"v":0,"d":"0.0"},{"v":0,"d":"0.0"}]
["W",{"$f":"$F$75/3.6","v":{"v":0,"d":"0.0"}},{"$f":"$L$75/3.6","v":{"v":0,"d":"0.0"}},{"$f":"$R$75/3.6","v":{"v":0,"d":"0.0"}},{"$f":"$X$75/3.6","v":{"v":0,"d":"0.0"}},{"$f":"$AD$75/3.6","v":{"v":0,"d":"0.0"}},{"$f":"$AJ$75/3.6","v":{"v":0,"d":"0.0"}},{"$f":"$AP$75/3.6","v":{"v":0,"d":"0.0"}},{"$f":"$AV$75/3.6","v":{"v":0,"d":"0.0"}},{"$f":"$BB$75/3.6","v":{"v":0,"d":"0.0"}},{"$f":"$BH$75/3.6","v":{"v":0,"d":"0.0"}},{"$f":"$BN$75/3.6","v":{"v":0,"d":"0.0"}},{"$f":"$BT$75/3.6","v":{"v":0,"d":"0.0"}}]
["WNW",{"$f":"SQRT(B92*B94)","v":{"v":0,"d":"0.0"}},{"$f":"SQRT(C92*C94)","v":{"v":0,"d":"0.0"}},{"v":0,"d":"0.0"},{"v":0,"d":"0.0"},{"v":0,"d":"0.0"},{"v":0,"d":"0.0"},{"v":0,"d":"0.0"},{"v":0,"d":"0.0"},{"v":0,"d":"0.0"},{"v":0,"d":"0.0"},{"v":0,"d":"0.0"},{"v":0,"d":"0.0"}]
["NW",{"$f":"SQRT(B92*B80)","v":{"v":0,"d":"0.0"}},{"$f":"SQRT(C92*C80)","v":{"v":0,"d":"0.0"}},{"v":0,"d":"0.0"},{"v":0,"d":"0.0"},{"v":0,"d":"0.0"},{"v":0,"d":"0.0"},{"v":0,"d":"0.0"},{"v":0,"d":"0.0"},{"v":0,"d":"0.0"},{"v":0,"d":"0.0"},{"v":0,"d":"0.0"},{"v":0,"d":"0.0"}]
["NNW",{"$f":"SQRT(B94*B80)","v":{"v":0,"d":"0.0"}},{"$f":"SQRT(C94*C80)","v":{"v":0,"d":"0.0"}},{"v":0,"d":"0.0"},{"v":0,"d":"0.0"},{"v":0,"d":"0.0"},{"v":0,"d":"0.0"},{"v":0,"d":"0.0"},{"v":0,"d":"0.0"},{"v":0,"d":"0.0"},{"v":0,"d":"0.0"},{"v":0,"d":"0.0"},{"v":0,"d":"0.0"}]
[]
["Verschattungsfaktoren",null,"Horizont Winkel α",null,"Orientierung der Fassade",{"$nulls":3},"nach SIA 380/1:2016"]
["Verschattungsfaktor Horizont fS1",{"$nulls":3},"Süd","Ost, West","Nord"]
[null,null,"0°",null,{"v":1,"d":"1.00"},{"v":1,"d":"1.00"},{"v":1,"d":"1.00"}]
[null,null,"10°",null,0.96,0.94,{"v":1,"d":"1.00"}]
[null,null,"20°",null,0.82,0.81,0.97]
[null,null,"30°",null,0.59,0.68,0.94]
[null,null,"40°",null,0.45,{"v":0.6,"d":"0.60"},{"v":0.9,"d":"0.90"}]
[null,null,"50°",null,0.36,{"v":0.5,"d":"0.50"},0.86]
[null,null,"60°",null,0.27,{"v":0.4,"d":"0.40"},0.82]
[null,null,"≥ 70°",null,0.19,{"v":0.3,"d":"0.30"},0.78]
[]
[null,null,"Horizont Winkel α",null,"H","N","NNO","NO","ONO","O","OSO","SO","SSO","S","SSW","SW","WSW","W","WNW","NW","NNW"]
[null,null,"0°",null,{"$f":"E99","v":{"v":1,"d":"1.00"}},{"$f":"G99","v":{"v":1,"d":"1.00"}},{"$f":"SQRT(F109^2*H109^2)","v":{"v":1,"d":"1.00"}},{"$f":"SQRT(F109^2*J109^2)","v":{"v":1,"d":"1.00"}},{"$f":"SQRT(H109^2*J109^2)","v":{"v":1,"d":"1.00"}},{"$f":"F99","v":{"v":1,"d":"1.00"}},{"$f":"SQRT(J109^2*L109^2)","v":{"v":1,"d":"1.00"}},{"$f":"SQRT(J109^2*N109^2)","v":{"v":1,"d":"1.00"}},{"$f":"SQRT(L109^2*N109^2)","v":{"v":1,"d":"1.00"}},{"$f":"E99","v":{"v":1,"d":"1.00"}},{"$f":"SQRT(N109^2*P109^2)","v":{"v":1,"d":"1.00"}},{"$f":"SQRT(N109^2*R109^2)","v":{"v":1,"d":"1.00"}},{"$f":"SQRT(P109^2*R109^2)","v":{"v":1,"d":"1.00"}},{"$f":"F99","v":{"v":1,"d":"1.00"}},{"$f":"SQRT(R109^2*T109^2)","v":{"v":1,"d":"1.00"}},{"$f":"SQRT(R109^2*F109^2)","v":{"v":1,"d":"1.00"}},{"$f":"SQRT(T109^2*F109^2)","v":{"v":1,"d":"1.00"}}]
[null,null,"10°",null,{"$f":"E100","v":0.96},{"$f":"G100","v":{"v":1,"d":"1.00"}},{"$f":"SQRT(F110^2*H110^2)","v":0.94},{"$f":"SQRT(F110^2*J110^2)","v":0.94},{"$f":"SQRT(H110^2*J110^2)","v":{"v":0.8835999999999999,"d":"0.88"}},{"$f":"F100","v":0.94},{"$f":"SQRT(J110^2*L110^2)","v":{"v":0.848256,"d":"0.85"}},{"$f":"SQRT(J110^2*N110^2)","v":{"v":0.9024,"d":"0.90"}},{"$f":"SQRT(L110^2*N110^2)","v":{"v":0.866304,"d":"0.87"}},{"$f":"E100","v":0.96},{"$f":"SQRT(N110^2*P110^2)","v":{"v":0.866304,"d":"0.87"}},{"$f":"SQRT(N110^2*R110^2)","v":{"v":0.9024,"d":"0.90"}},{"$f":"SQRT(P110^2*R110^2)","v":{"v":0.848256,"d":"0.85"}},{"$f":"F100","v":0.94},{"$f":"SQRT(R110^2*T110^2)","v":{"v":0.8835999999999999,"d":"0.88"}},{"$f":"SQRT(R110^2*F110^2)","v":0.94},{"$f":"SQRT(T110^2*F110^2)","v":0.94}]
[null,null,"20°",null,0.82,0.97,{"v":0.7621290000000001,"d":"0.76"},{"v":0.7857000000000001,"d":"0.79"},{"v":0.6364170000000001,"d":"0.64"},0.81,{"v":0.5380020000000001,"d":"0.54"},{"v":0.6642,"d":"0.66"},{"v":0.544644,"d":"0.54"},0.82,{"v":0.544644,"d":"0.54"},{"v":0.6642,"d":"0.66"},{"$f":"SQRT(P111^2*R111^2)","v":{"v":0.5380020000000001,"d":"0.54"}},0.81,{"v":0.6364170000000001,"d":"0.64"},{"v":0.7857000000000001,"d":"0.79"},{"v":0.7621290000000001,"d":"0.76"}]
[null,null,"30°",null,0.59,0.94,{"v":0.6008479999999999,"d":"0.60"},{"v":0.6392,"d":"0.64"},{"v":0.43465600000000004,"d":"0.43"},0.68,{"v":0.27281600000000006,"d":"0.27"},{"v":0.4012,"d":"0.40"},{"v":0.236708,"d":"0.24"},0.59,{"v":0.236708,"d":"0.24"},{"v":0.4012,"d":"0.40"},{"v":0.27281600000000006,"d":"0.27"},0.68,{"v":0.43465600000000004,"d":"0.43"},{"v":0.6392,"d":"0.64"},{"v":0.6008479999999999,"d":"0.60"}]
[null,null,"40°",null,0.45,{"v":0.9,"d":"0.90"},{"v":0.48600000000000004,"d":"0.49"},0.54,{"v":0.324,"d":"0.32"},{"v":0.6,"d":"0.60"},{"v":0.162,"d":"0.16"},0.27,{"v":0.12150000000000001,"d":"0.12"},0.45,{"v":0.12150000000000001,"d":"0.12"},{"$f":"SQRT(N113^2*R113^2)","v":0.27},{"v":0.162,"d":"0.16"},{"v":0.6,"d":"0.60"},{"v":0.324,"d":"0.32"},0.54,{"v":0.48600000000000004,"d":"0.49"}]
[null,null,"50°",null,0.36,0.86,{"v":0.36979999999999996,"d":"0.37"},0.43,{"v":0.215,"d":"0.22"},{"v":0.5,"d":"0.50"},0.09,0.18,{"v":0.0648,"d":"0.06"},0.36,{"v":0.0648,"d":"0.06"},0.18,0.09,{"v":0.5,"d":"0.50"},{"v":0.215,"d":"0.22"},0.43,{"v":0.36979999999999996,"d":"0.37"}]
[null,null,"60°",null,0.27,0.82,{"v":0.26896,"d":"0.27"},{"v":0.328,"d":"0.33"},{"v":0.13120000000000004,"d":"0.13"},{"v":0.4,"d":"0.40"},{"v":0.04320000000000001,"d":"0.04"},{"v":0.10800000000000001,"d":"0.11"},{"v":0.029160000000000005,"d":"0.03"},0.27,{"v":0.029160000000000005,"d":"0.03"},{"v":0.10800000000000001,"d":"0.11"},{"v":0.04320000000000001,"d":"0.04"},{"v":0.4,"d":"0.40"},{"v":0.13120000000000004,"d":"0.13"},{"v":0.328,"d":"0.33"},{"v":0.26896,"d":"0.27"}]
[null,null,"≥ 70°",null,0.19,0.78,{"v":0.18252000000000002,"d":"0.18"},{"v":0.234,"d":"0.23"},{"v":0.0702,"d":"0.07"},{"v":0.3,"d":"0.30"},{"v":0.017099999999999997,"d":"0.02"},{"v":0.056999999999999995,"d":"0.06"},{"v":0.01083,"d":"0.01"},0.19,{"v":0.01083,"d":"0.01"},{"v":0.056999999999999995,"d":"0.06"},{"v":0.017099999999999997,"d":"0.02"},{"v":0.3,"d":"0.30"},{"v":0.0702,"d":"0.07"},{"v":0.234,"d":"0.23"},{"v":0.18252000000000002,"d":"0.18"}]
[]
["Verschattungsfaktor Überhang fS2",null,"Überhang Winkel β"]
[null,null,"0°",null,{"v":1,"d":"1.00"},{"v":1,"d":"1.00"},{"v":1,"d":"1.00"}]
[null,null,"15°",null,0.95,0.95,0.96]
[null,null,"30°",null,0.91,0.89,0.91]
[null,null,"45°",null,0.75,0.77,{"v":0.8,"d":"0.80"}]
[null,null,"60°",null,0.52,0.59,0.66]
[null,null,"≥ 75°",null,0.26,0.34,0.48]
[]
[null,null,"Überhang Winkel β",null,"H","N","NNO","NO","ONO","O","OSO","SO","SSO","S","SSW","SW","WSW","W","WNW","NW","NNW"]
[null,null,"0°",null,{"$f":"E119","v":{"v":1,"d":"1.00"}},{"$f":"G119","v":{"v":1,"d":"1.00"}},{"$f":"SQRT(F127^2*H127^2)","v":{"v":1,"d":"1.00"}},{"$f":"SQRT(F127^2*J127^2)","v":{"v":1,"d":"1.00"}},{"$f":"SQRT(H127^2*J127^2)","v":{"v":1,"d":"1.00"}},{"$f":"F119","v":{"v":1,"d":"1.00"}},{"$f":"SQRT(J127^2*L127^2)","v":{"v":1,"d":"1.00"}},{"$f":"SQRT(J127^2*N127^2)","v":{"v":1,"d":"1.00"}},{"$f":"SQRT(L127^2*N127^2)","v":{"v":1,"d":"1.00"}},{"$f":"E119","v":{"v":1,"d":"1.00"}},{"$f":"SQRT(N127^2*P127^2)","v":{"v":1,"d":"1.00"}},{"$f":"SQRT(N127^2*R127^2)","v":{"v":1,"d":"1.00"}},{"$f":"SQRT(P127^2*R127^2)","v":{"v":1,"d":"1.00"}},{"$f":"F119","v":{"v":1,"d":"1.00"}},{"$f":"SQRT(R127^2*T127^2)","v":{"v":1,"d":"1.00"}},{"$f":"SQRT(R127^2*F127^2)","v":{"v":1,"d":"1.00"}},{"$f":"SQRT(T127^2*F127^2)","v":{"v":1,"d":"1.00"}}]
[null,null,"15°",null,{"$f":"E120","v":0.95},{"$f":"G120","v":0.96},{"$f":"SQRT(F128^2*H128^2)","v":{"v":0.8755199999999999,"d":"0.88"}},{"$f":"SQRT(F128^2*J128^2)","v":{"v":0.9119999999999999,"d":"0.91"}},{"$f":"SQRT(H128^2*J128^2)","v":{"v":0.8663999999999998,"d":"0.87"}},{"$f":"F120","v":0.95},{"$f":"SQRT(J128^2*L128^2)","v":{"v":0.857375,"d":"0.86"}},{"$f":"SQRT(J128^2*N128^2)","v":{"v":0.9025,"d":"0.90"}},{"$f":"SQRT(L128^2*N128^2)","v":{"v":0.857375,"d":"0.86"}},{"$f":"E120","v":0.95},{"$f":"SQRT(N128^2*P128^2)","v":{"v":0.857375,"d":"0.86"}},{"$f":"SQRT(N128^2*R128^2)","v":{"v":0.9025,"d":"0.90"}},{"$f":"SQRT(P128^2*R128^2)","v":{"v":0.857375,"d":"0.86"}},{"$f":"F120","v":0.95},{"$f":"SQRT(R128^2*T128^2)","v":{"v":0.8663999999999998,"d":"0.87"}},{"$f":"SQRT(R128^2*F128^2)","v":{"v":0.9119999999999999,"d":"0.91"}},{"$f":"SQRT(T128^2*F128^2)","v":{"v":0.8755199999999999,"d":"0.88"}}]
[null,null,"30°",null,0.91,0.91,{"v":0.737009,"d":"0.74"},{"v":0.8099000000000001,"d":"0.81"},{"v":0.7208110000000001,"d":"0.72"},0.89,{"v":0.7208110000000001,"d":"0.72"},{"v":0.8099000000000001,"d":"0.81"},{"v":0.737009,"d":"0.74"},0.91,{"v":0.737009,"d":"0.74"},{"v":0.8099000000000001,"d":"0.81"},{"$f":"SQRT(P129^2*R129^2)","v":{"v":0.7208110000000001,"d":"0.72"}},0.89,{"v":0.7208110000000001,"d":"0.72"},{"v":0.8099000000000001,"d":"0.81"},{"v":0.737009,"d":"0.74"}]
[null,null,"45°",null,0.75,{"v":0.8,"d":"0.80"},{"v":0.4928000000000001,"d":"0.49"},{"v":0.6160000000000001,"d":"0.62"},{"v":0.4743200000000001,"d":"0.47"},0.77,{"v":0.444675,"d":"0.44"},{"v":0.5775,"d":"0.58"},{"v":0.43312500000000004,"d":"0.43"},0.75,{"v":0.43312500000000004,"d":"0.43"},{"v":0.5775,"d":"0.58"},{"v":0.444675,"d":"0.44"},0.77,{"v":0.4743200000000001,"d":"0.47"},{"v":0.6160000000000001,"d":"0.62"},{"v":0.4928000000000001,"d":"0.49"}]
[null,null,"60°",null,0.52,0.66,{"v":0.25700399999999995,"d":"0.26"},{"v":0.38939999999999997,"d":"0.39"},{"v":0.22974599999999995,"d":"0.23"},0.59,{"v":0.181012,"d":"0.18"},{"v":0.3068,"d":"0.31"},{"v":0.159536,"d":"0.16"},0.52,{"v":0.159536,"d":"0.16"},{"$f":"SQRT(N131^2*R131^2)","v":{"v":0.3068,"d":"0.31"}},{"v":0.181012,"d":"0.18"},0.59,{"v":0.22974599999999995,"d":"0.23"},{"v":0.38939999999999997,"d":"0.39"},{"v":0.25700399999999995,"d":"0.26"}]
[null,null,"≥ 75°",null,0.26,0.48,{"v":0.078336,"d":"0.08"},{"v":0.1632,"d":"0.16"},{"v":0.05548800000000001,"d":"0.06"},0.34,{"v":0.030056000000000006,"d":"0.03"},{"v":0.0884,"d":"0.09"},{"v":0.022984000000000004,"d":"0.02"},0.26,{"v":0.022984000000000004,"d":"0.02"},{"$f":"SQRT(N132^2*R132^2)","v":{"v":0.0884,"d":"0.09"}},{"v":0.030056000000000006,"d":"0.03"},0.34,{"$f":"SQRT(R132^2*T132^2)","v":{"v":0.05548800000000001,"d":"0.06"}},{"v":0.1632,"d":"0.16"},{"v":0.078336,"d":"0.08"}]
[]
["Verschattungsfaktor Seitenblende\nfS3,l  und fS3,r",null,"Seitenblende Winkel γ"]
[null,null,"0°",null,{"v":1,"d":"1.00"},{"v":1,"d":"1.00"},{"v":1,"d":"1.00"}]
[null,null,"15°",null,0.97,0.96,{"v":1,"d":"1.00"}]
[null,null,"30°",null,0.94,0.92,{"v":1,"d":"1.00"}]
[null,null,"45°",null,0.84,0.84,{"v":1,"d":"1.00"}]
[null,null,"60°",null,0.72,0.75,{"v":1,"d":"1.00"}]
[null,null,"≥ 75°",null,0.57,0.65,{"v":1,"d":"1.00"}]
[]
[null,null,"Seitenblende Winkel γ",null,"H","N","NNO","NO","ONO","O","OSO","SO","SSO","S","SSW","SW","WSW","W","WNW","NW","NNW"]
[null,null,"0°",null,{"$f":"E135","v":{"v":1,"d":"1.00"}},{"$f":"G135","v":{"v":1,"d":"1.00"}},{"$f":"SQRT(F143^2*H143^2)","v":{"v":1,"d":"1.00"}},{"$f":"SQRT(F143^2*J143^2)","v":{"v":1,"d":"1.00"}},{"$f":"SQRT(H143^2*J143^2)","v":{"v":1,"d":"1.00"}},{"$f":"F135","v":{"v":1,"d":"1.00"}},{"$f":"SQRT(J143^2*L143^2)","v":{"v":1,"d":"1.00"}},{"$f":"SQRT(J143^2*N143^2)","v":{"v":1,"d":"1.00"}},{"$f":"SQRT(L143^2*N143^2)","v":{"v":1,"d":"1.00"}},{"$f":"E135","v":{"v":1,"d":"1.00"}},{"$f":"SQRT(N143^2*P143^2)","v":{"v":1,"d":"1.00"}},{"$f":"SQRT(N143^2*R143^2)","v":{"v":1,"d":"1.00"}},{"$f":"SQRT(P143^2*R143^2)","v":{"v":1,"d":"1.00"}},{"$f":"F135","v":{"v":1,"d":"1.00"}},{"$f":"SQRT(R143^2*T143^2)","v":{"v":1,"d":"1.00"}},{"$f":"SQRT(R143^2*F143^2)","v":{"v":1,"d":"1.00"}},{"$f":"SQRT(T143^2*F143^2)","v":{"v":1,"d":"1.00"}}]
[null,null,"15°",null,{"$f":"E136","v":0.97},{"$f":"G136","v":{"v":1,"d":"1.00"}},{"$f":"SQRT(F144^2*H144^2)","v":0.96},{"$f":"SQRT(F144^2*J144^2)","v":0.96},{"$f":"SQRT(H144^2*J144^2)","v":{"v":0.9216,"d":"0.92"}},{"$f":"F136","v":0.96},{"$f":"SQRT(J144^2*L144^2)","v":{"v":0.8939519999999999,"d":"0.89"}},{"$f":"SQRT(J144^2*N144^2)","v":{"v":0.9311999999999999,"d":"0.93"}},{"$f":"SQRT(L144^2*N144^2)","v":{"v":0.9032639999999998,"d":"0.90"}},{"$f":"E136","v":0.97},{"$f":"SQRT(N144^2*P144^2)","v":{"v":0.9032639999999998,"d":"0.90"}},{"$f":"SQRT(N144^2*R144^2)","v":{"v":0.9311999999999999,"d":"0.93"}},{"$f":"SQRT(P144^2*R144^2)","v":{"v":0.8939519999999999,"d":"0.89"}},{"$f":"F136","v":0.96},{"$f":"SQRT(R144^2*T144^2)","v":{"v":0.9216,"d":"0.92"}},{"$f":"SQRT(R144^2*F144^2)","v":0.96},{"$f":"SQRT(T144^2*F144^2)","v":0.96}]
[null,null,"30°",null,0.94,{"$f":"G137","v":{"v":1,"d":"1.00"}},0.92,0.92,{"v":0.8464,"d":"0.85"},0.92,{"v":0.795616,"d":"0.80"},{"v":0.8648,"d":"0.86"},{"v":0.812912,"d":"0.81"},0.94,{"v":0.812912,"d":"0.81"},{"v":0.8648,"d":"0.86"},{"$f":"SQRT(P145^2*R145^2)","v":{"v":0.795616,"d":"0.80"}},0.92,{"v":0.8464,"d":"0.85"},0.92,0.92]
[null,null,"45°",null,0.84,{"$f":"G138","v":{"v":1,"d":"1.00"}},0.84,{"$f":"SQRT(F146^2*J146^2)","v":0.84},{"v":0.7055999999999999,"d":"0.71"},0.84,{"v":0.5927039999999999,"d":"0.59"},{"v":0.7055999999999999,"d":"0.71"},{"v":0.5927039999999999,"d":"0.59"},0.84,{"v":0.5927039999999999,"d":"0.59"},{"v":0.7055999999999999,"d":"0.71"},{"v":0.5927039999999999,"d":"0.59"},0.84,{"v":0.7055999999999999,"d":"0.71"},0.84,0.84]
[null,null,"60°",null,0.72,{"$f":"G139","v":{"v":1,"d":"1.00"}},0.75,0.75,{"v":0.5625,"d":"0.56"},0.75,{"v":0.4049999999999999,"d":"0.41"},{"v":0.5399999999999999,"d":"0.54"},{"v":0.3887999999999999,"d":"0.39"},0.72,{"v":0.3887999999999999,"d":"0.39"},{"$f":"SQRT(N147^2*R147^2)","v":{"v":0.5399999999999999,"d":"0.54"}},{"v":0.4049999999999999,"d":"0.41"},0.75,{"v":0.5625,"d":"0.56"},0.75,0.75]
[null,null,"≥ 75°",null,0.57,{"$f":"G140","v":{"v":1,"d":"1.00"}},0.65,0.65,{"v":0.42250000000000004,"d":"0.42"},{"$f":"F140","v":0.65},{"v":0.240825,"d":"0.24"},{"v":0.3705,"d":"0.37"},{"v":0.21118499999999998,"d":"0.21"},0.57,{"v":0.21118499999999998,"d":"0.21"},{"$f":"SQRT(N148^2*R148^2)","v":{"v":0.3705,"d":"0.37"}},{"v":0.240825,"d":"0.24"},0.65,{"$f":"SQRT(R148^2*T148^2)","v":{"v":0.42250000000000004,"d":"0.42"}},0.65,0.65]
[]
["Innen-/ Aussentemperaturdifferenz",31,28,31,30,31,30,31,31,30,31,30,31,365]
["∆θ pro Kategorie und Monat","Jan","Feb","Mär","Apr","Mai","Jun","Jul","Aug","Sep","Okt","Nov","Dez","Mittel"]
[{"$f":"IF(Kat_1=\"\",\"\",Kat_1)","v":""},{"$f":"$H25-Daten!$C$75","v":0},{"$f":"$H25-Daten!$I$75","v":0},{"$f":"$H25-Daten!$O$75","v":0},{"$f":"$H25-Daten!$U$75","v":0},{"$f":"$H25-Daten!$AA$75","v":0},{"$f":"$H25-Daten!$AG$75","v":0},{"$f":"$H25-Daten!$AM$75","v":0},{"$f":"$H25-Daten!$AS$75","v":0},{"$f":"$H25-Daten!$AY$75","v":0},{"$f":"$H25-Daten!$BE$75","v":0},{"$f":"$H25-Daten!$BK$75","v":0},{"$f":"$H25-Daten!$BQ$75","v":0},{"$f":"$H25-Daten!$BW$75","v":0}]
[{"$f":"IF(Kat_2=\"\",\"\",Kat_2)","v":""},{"$f":"$H26-Daten!$C$75","v":0},{"$f":"$H26-Daten!$I$75","v":0},{"$f":"$H26-Daten!$O$75","v":0},{"$f":"$H26-Daten!$U$75","v":0},{"$f":"$H26-Daten!$AA$75","v":0},{"$f":"$H26-Daten!$AG$75","v":0},{"$f":"$H26-Daten!$AM$75","v":0},{"$f":"$H26-Daten!$AS$75","v":0},{"$f":"$H26-Daten!$AY$75","v":0},{"$f":"$H26-Daten!$BE$75","v":0},{"$f":"$H26-Daten!$BK$75","v":0},{"$f":"$H26-Daten!$BQ$75","v":0},{"$f":"$H26-Daten!$BW$75","v":0}]
[{"$f":"IF(Kat_3=\"\",\"\",Kat_3)","v":""},{"$f":"$H27-Daten!$C$75","v":0},{"$f":"$H27-Daten!$I$75","v":0},{"$f":"$H27-Daten!$O$75","v":0},{"$f":"$H27-Daten!$U$75","v":0},{"$f":"$H27-Daten!$AA$75","v":0},{"$f":"$H27-Daten!$AG$75","v":0},{"$f":"$H27-Daten!$AM$75","v":0},{"$f":"$H27-Daten!$AS$75","v":0},{"$f":"$H27-Daten!$AY$75","v":0},{"$f":"$H27-Daten!$BE$75","v":0},{"$f":"$H27-Daten!$BK$75","v":0},{"$f":"$H27-Daten!$BQ$75","v":0},{"$f":"$H27-Daten!$BW$75","v":0}]
[]
["Strombedarf Referenztabellen",null,"Quelle: GEAK Manual, Anhang F",null,null,"bedarf",{"$nulls":4},"bedarf",null,"ausbau",{"$nulls":3},"effizienz leuchte",{"$nulls":4},"qualität"]
["Kategorie","Typ","Gerät","Bereich",null,"top modern","modern","standard","veraltet",null,"basis",null,"bescheiden","standard","hoch",null,"0-25%","25-75%","75-100%","75-100% mit Regelung",null,"top modern","modern","standard","veraltet"]
[{"$nulls":5},"[kWh/a]","[kWh/a]","[kWh/a]","[kWh/a]",null,"[kWh/m²/a]",null,"[-]","[-]","[-]",null,"[-]","[-]","[-]","[-]",null,"[-]","[-]","[-]","[-]"]
["Wohnen MFH I","1 Geräte","Kühlschrank",null,null,85,140,225,270]
["Wohnen MFH I","1 Geräte","Separate Gefriergeräte",null,null,110,130,160,200]
["Wohnen MFH I","1 Geräte","Geschirrspüler",null,null,250,300,350,400]
["Wohnen MFH I","1 Geräte","Geschirrspüler mit Warmwasseranschluss",null,null,160,190,230,270]
["Wohnen MFH I","1 Geräte","Waschmaschine",null,null,150,225,350,400]
["Wohnen MFH I","1 Geräte","Waschmaschine mit Warmwasseranschluss",null,null,120,170,230,270]
["Wohnen MFH I","1 Geräte","Wäschetrockner",null,null,300,325,350,400]
["Wohnen MFH I","1 Geräte","Raumlufttrockner",null,null,230,270,290,350]
["Wohnen MFH I","1 Geräte","Dampfabzug Küche",null,null,50,60,75,90]
["Wohnen MFH I","1 Geräte","Lüftung WC",null,null,50,60,75,90]
["Wohnen MFH I","1 Geräte","Komfortlüftung",null,null,250,275,300,400]
["Wohnen MFH I","1 Geräte","Kochherd (elektr.)",null,null,90,95,100,120]
["Wohnen MFH I","1 Geräte","Backofen, Steamer (elektr.)",null,null,40,45,50,80]
["Wohnen MFH I","1 Geräte","Lift",null,null,400,510,550,700]
["Wohnen MFH I","2 Elektronik und Betriebseinrichtung",null,"Wohnung",{"$nulls":6},8,null,0.7,1,1.3,{"$nulls":6},1,1,1,1]
["Wohnen MFH I","2 Elektronik und Betriebseinrichtung",null,"Treppenhaus",{"$nulls":6},2,null,0.7,1,1.3,{"$nulls":6},1,1,1,1]
["Wohnen MFH I","2 Elektronik und Betriebseinrichtung",null,"Büro",{"$nulls":6},10,null,0.7,1,1.3,{"$nulls":6},1,1,1,1]
["Wohnen MFH I","2 Elektronik und Betriebseinrichtung",null,"Keller, Estrich",{"$nulls":6},2,null,0.7,1,1.3,{"$nulls":6},1,1,1,1]
["Wohnen MFH I","2 Elektronik und Betriebseinrichtung",null,"Abstellraum, Garage, Bastelraum oä.",{"$nulls":6},4,null,0.7,1,1.3,{"$nulls":6},1,1,1,1]
["Wohnen MFH I","2 Elektronik und Betriebseinrichtung",null,"Hotelzimmer",{"$nulls":6},12.8,null,1,1,1,{"$nulls":6},1,1,1,1]
["Wohnen MFH I","2 Elektronik und Betriebseinrichtung",null,"Empfang, Lobby (Hotel)",{"$nulls":6},37.2,null,1,1,1,{"$nulls":6},1,1,1,1]
["Wohnen MFH I","2 Elektronik und Betriebseinrichtung",null,"Büro (Hotel)",{"$nulls":6},24.2,null,1,1,1,{"$nulls":6},1,1,1,1]
["Wohnen MFH I","2 Elektronik und Betriebseinrichtung",null,"Verkehrsfläche (Hotel)",{"$nulls":6},2.2,null,1,1,1,{"$nulls":6},1,1,1,1]
["Wohnen MFH I","2 Elektronik und Betriebseinrichtung",null,"Treppenhaus (Hotel)",{"$nulls":6},2.2,null,1,1,1,{"$nulls":6},1,1,1,1]
["Wohnen MFH I","2 Elektronik und Betriebseinrichtung",null,"Nebenfläche (Hotel)",{"$nulls":6},2.2,null,1,1,1,{"$nulls":6},1,1,1,1]
["Wohnen MFH I","2 Elektronik und Betriebseinrichtung",null,"Abstellraum, Garage, etc. (Hotel)",{"$nulls":6},3.6,null,1,1,1,{"$nulls":6},1,1,1,1]
["Wohnen MFH I","3 Beleuchtung",null,"Wohnung",{"$nulls":6},5,null,0.7,1,1.3,null,1.3,1,0.7,0.4]
["Wohnen MFH I","3 Beleuchtung",null,"Treppenhaus",{"$nulls":6},2,null,0.7,1,1.3,null,1.3,1,0.7,0.4]
["Wohnen MFH I","3 Beleuchtung",null,"Büro",{"$nulls":6},7,null,0.7,1,1.3,null,1.3,1,0.7,0.4]
["Wohnen MFH I","3 Beleuchtung",null,"Keller, Estrich",{"$nulls":6},1,null,0.7,1,1.3,null,1.3,1,0.7,0.4]
["Wohnen MFH I","3 Beleuchtung",null,"Abstellraum, Garage, Bastelraum oä.",{"$nulls":6},2,null,0.7,1,1.3,null,1.3,1,0.7,0.4]
["Wohnen MFH I","3 Beleuchtung",null,"Hotelzimmer",{"$nulls":6},8.9,null,1,1,1,null,1.3,1,0.7,0.4]
["Wohnen MFH I","3 Beleuchtung",null,"Empfang, Lobby (Hotel)",{"$nulls":6},41.3,null,1,1,1,null,1.3,1,0.7,0.4]
["Wohnen MFH I","3 Beleuchtung",null,"Büro (Hotel)",{"$nulls":6},18.6,null,1,1,1,null,1.3,1,0.7,0.4]
["Wohnen MFH I","3 Beleuchtung",null,"Verkehrsfläche (Hotel)",{"$nulls":6},9.7,null,1,1,1,null,1.3,1,0.7,0.4]
["Wohnen MFH I","3 Beleuchtung",null,"Treppenhaus (Hotel)",{"$nulls":6},17.5,null,1,1,1,null,1.3,1,0.7,0.4]
["Wohnen MFH I","3 Beleuchtung",null,"Nebenfläche (Hotel)",{"$nulls":6},7,null,1,1,1,null,1.3,1,0.7,0.4]
["Wohnen MFH I","3 Beleuchtung",null,"Abstellraum, Garage, etc. (Hotel)",{"$nulls":6},3.8,null,1,1,1,null,1.3,1,0.7,0.4]
["Wohnen EFH II","1 Geräte","Kühlschrank",null,null,85,140,225,270]
["Wohnen EFH II","1 Geräte","Separate Gefriergeräte",null,null,110,130,160,200]
["Wohnen EFH II","1 Geräte","Geschirrspüler",null,null,250,300,350,400]
["Wohnen EFH II","1 Geräte","Geschirrspüler mit Warmwasseranschluss",null,null,160,190,230,270]
["Wohnen EFH II","1 Geräte","Waschmaschine",null,null,150,225,350,400]
["Wohnen EFH II","1 Geräte","Waschmaschine mit Warmwasseranschluss",null,null,120,170,230,270]
["Wohnen EFH II","1 Geräte","Wäschetrockner",null,null,300,325,350,400]
["Wohnen EFH II","1 Geräte","Raumlufttrockner",null,null,230,270,290,350]
["Wohnen EFH II","1 Geräte","Dampfabzug Küche",null,null,50,60,75,90]
["Wohnen EFH II","1 Geräte","Lüftung WC",null,null,50,60,75,90]
["Wohnen EFH II","1 Geräte","Komfortlüftung",null,null,250,275,300,400]
["Wohnen EFH II","1 Geräte","Kochherd (elektr.)",null,null,90,95,100,120]
["Wohnen EFH II","1 Geräte","Backofen, Steamer (elektr.)",null,null,40,45,50,80]
["Wohnen EFH II","1 Geräte","Lift",null,null,400,510,550,700]
["Wohnen EFH II","2 Elektronik und Betriebseinrichtung",null,"Wohnung",{"$nulls":6},8,null,0.7,1,1.3,{"$nulls":6},1,1,1,1]
["Wohnen EFH II","2 Elektronik und Betriebseinrichtung",null,"Treppenhaus",{"$nulls":6},2,null,0.7,1,1.3,{"$nulls":6},1,1,1,1]
["Wohnen EFH II","2 Elektronik und Betriebseinrichtung",null,"Büro",{"$nulls":6},10,null,0.7,1,1.3,{"$nulls":6},1,1,1,1]
["Wohnen EFH II","2 Elektronik und Betriebseinrichtung",null,"Keller, Estrich",{"$nulls":6},2,null,0.7,1,1.3,{"$nulls":6},1,1,1,1]
["Wohnen EFH II","2 Elektronik und Betriebseinrichtung",null,"Abstellraum, Garage, Bastelraum oä.",{"$nulls":6},4,null,0.7,1,1.3,{"$nulls":6},1,1,1,1]
["Wohnen EFH II","3 Beleuchtung",null,"Wohnung",{"$nulls":6},5,null,0.7,1,1.3,null,1.3,1,0.7,0.4]
["Wohnen EFH II","3 Beleuchtung",null,"Treppenhaus",{"$nulls":6},2,null,0.7,1,1.3,null,1.3,1,0.7,0.4]
["Wohnen EFH II","3 Beleuchtung",null,"Büro",{"$nulls":6},7,null,0.7,1,1.3,null,1.3,1,0.7,0.4]
["Wohnen EFH II","3 Beleuchtung",null,"Keller, Estrich",{"$nulls":6},1,null,0.7,1,1.3,null,1.3,1,0.7,0.4]
["Wohnen EFH II","3 Beleuchtung",null,"Abstellraum, Garage, Bastelraum oä.",{"$nulls":6},2,null,0.7,1,1.3,null,1.3,1,0.7,0.4]
["Verwaltung III","2 Elektronik und Betriebseinrichtung",null,"Erschliessung",{"$nulls":6},2.2,null,0.7,1,1.3,{"$nulls":6},0.4,0.7,1,1.3]
["Verwaltung III","2 Elektronik und Betriebseinrichtung",null,"Nebenräume",{"$nulls":6},2.2,null,0.7,1,1.3,{"$nulls":6},0.4,0.7,1,1.3]
["Verwaltung III","2 Elektronik und Betriebseinrichtung",null,"Büro",{"$nulls":6},24.2,null,0.7,1,1.3,{"$nulls":6},0.4,0.7,1,1.3]
["Verwaltung III","2 Elektronik und Betriebseinrichtung",null,"Abstellraum, Garage, oä.",{"$nulls":6},3.6,null,0.7,1,1.3]
["Verwaltung III","3 Beleuchtung",null,"Erschliessung",{"$nulls":6},9.7,null,0.7,1,1.3,null,1.3,1,0.7,0.4]
["Verwaltung III","3 Beleuchtung",null,"Nebenräume",{"$nulls":6},7,null,0.7,1,1.3,null,1.3,1,0.7,0.4]
["Verwaltung III","3 Beleuchtung",null,"Büro",{"$nulls":6},18.6,null,0.7,1,1.3,null,1.3,1,0.7,0.4]
["Verwaltung III","3 Beleuchtung",null,"Abstellraum, Garage, oä.",{"$nulls":6},3.8,null,0.7,1,1.3,null,1.3,1,0.7,0.4]
["Schulen IV","2 Elektronik und Betriebseinrichtung",null,"Schulzimmer",{"$nulls":6},8.8,null,0.7,1,1.3,{"$nulls":6},0.4,0.7,1,1.3]
["Schulen IV","2 Elektronik und Betriebseinrichtung",null,"Lehrerzimmer",{"$nulls":6},7.6,null,0.7,1,1.3,{"$nulls":6},0.4,0.7,1,1.3]
["Schulen IV","2 Elektronik und Betriebseinrichtung",null,"Eingangshalle",{"$nulls":6},15.3,null,0.7,1,1.3,{"$nulls":6},0.4,0.7,1,1.3]
["Schulen IV","2 Elektronik und Betriebseinrichtung",null,"Korridor, Erschliessung",{"$nulls":6},2.2,null,0.7,1,1.3,{"$nulls":6},0.4,0.7,1,1.3]
["Schulen IV","2 Elektronik und Betriebseinrichtung",null,"Turnhalle",{"$nulls":6},2.2,null,0.7,1,1.3,{"$nulls":6},0.4,0.7,1,1.3]
["Schulen IV","2 Elektronik und Betriebseinrichtung",null,"Garderobe, Duschen, WC",{"$nulls":6},2.2,null,0.7,1,1.3,{"$nulls":6},0.4,0.7,1,1.3]
["Schulen IV","2 Elektronik und Betriebseinrichtung",null,"Nebenräume",{"$nulls":6},2.2,null,0.7,1,1.3,{"$nulls":6},0.4,0.7,1,1.3]
["Schulen IV","2 Elektronik und Betriebseinrichtung",null,"Singsaal, Aula",{"$nulls":6},0.2,null,0.7,1,1.3,{"$nulls":6},0.4,0.7,1,1.3]
["Schulen IV","2 Elektronik und Betriebseinrichtung",null,"Büro",{"$nulls":6},24.2,null,0.7,1,1.3,{"$nulls":6},0.4,0.7,1,1.3]
["Schulen IV","2 Elektronik und Betriebseinrichtung",null,"Abstellraum, Garage, oä.",{"$nulls":6},3.6,null,0.7,1,1.3,{"$nulls":6},0.4,0.7,1,1.3]
["Schulen IV","3 Beleuchtung",null,"Schulzimmer",{"$nulls":6},15.3,null,0.7,1,1.3,null,1.3,1,0.7,0.4]
["Schulen IV","3 Beleuchtung",null,"Lehrerzimmer",{"$nulls":6},11.2,null,0.7,1,1.3,null,1.3,1,0.7,0.4]
["Schulen IV","3 Beleuchtung",null,"Eingangshalle",{"$nulls":6},12.4,null,0.7,1,1.3,null,1.3,1,0.7,0.4]
["Schulen IV","3 Beleuchtung",null,"Korridor, Erschliessung",{"$nulls":6},9.7,null,0.7,1,1.3,null,1.3,1,0.7,0.4]
["Schulen IV","3 Beleuchtung",null,"Turnhalle",{"$nulls":6},31.5,null,0.7,1,1.3,null,1.3,1,0.7,0.4]
["Schulen IV","3 Beleuchtung",null,"Garderobe, Duschen, WC",{"$nulls":6},7,null,0.7,1,1.3,null,1.3,1,0.7,0.4]
["Schulen IV","3 Beleuchtung",null,"Nebenräume",{"$nulls":6},7,null,0.7,1,1.3,null,1.3,1,0.7,0.4]
["Schulen IV","3 Beleuchtung",null,"Singsaal, Aula",{"$nulls":6},2,null,0.7,1,1.3,null,1.3,1,0.7,0.4]
["Schulen IV","3 Beleuchtung",null,"Büro",{"$nulls":6},18.6,null,0.7,1,1.3,null,1.3,1,0.7,0.4]
["Schulen IV","3 Beleuchtung",null,"Abstellraum, Garage, oä.",{"$nulls":6},3.8,null,0.7,1,1.3,null,1.3,1,0.7,0.4]
["Verkauf V","2 Elektronik und Betriebseinrichtung",null,"Lebensmittel",{"$nulls":6},11.8,null,0.7,1,1.3,{"$nulls":6},0.4,0.7,1,1.3]
["Verkauf V","2 Elektronik und Betriebseinrichtung",null,"Fachgeschäft",{"$nulls":6},9.1,null,0.7,1,1.3,{"$nulls":6},0.4,0.7,1,1.3]
["Verkauf V","2 Elektronik und Betriebseinrichtung",null,"Möbel, Bau, Garten",{"$nulls":6},8.5,null,0.7,1,1.3,{"$nulls":6},0.4,0.7,1,1.3]
["Verkauf V","2 Elektronik und Betriebseinrichtung",null,"Verkehrsfläche",{"$nulls":6},2.2,null,0.7,1,1.3,{"$nulls":6},0.4,0.7,1,1.3]
["Verkauf V","2 Elektronik und Betriebseinrichtung",null,"Nebenraum",{"$nulls":6},2.2,null,0.7,1,1.3,{"$nulls":6},0.4,0.7,1,1.3]
["Verkauf V","2 Elektronik und Betriebseinrichtung",null,"Treppenhaus",{"$nulls":6},2.2,null,0.7,1,1.3,{"$nulls":6},0.4,0.7,1,1.3]
["Verkauf V","2 Elektronik und Betriebseinrichtung",null,"Büro",{"$nulls":6},24.2,null,0.7,1,1.3,{"$nulls":6},0.4,0.7,1,1.3]
["Verkauf V","2 Elektronik und Betriebseinrichtung",null,"Garderobe, Duschen, WC",{"$nulls":6},0,null,0.7,1,1.3,{"$nulls":6},0.4,0.7,1,1.3]
["Verkauf V","3 Beleuchtung",null,"Lebensmittel",{"$nulls":6},77.5,null,0.7,1,1.3,null,1.3,1,0.7,0.4]
["Verkauf V","3 Beleuchtung",null,"Fachgeschäft",{"$nulls":6},77.5,null,0.7,1,1.3,null,1.3,1,0.7,0.4]
["Verkauf V","3 Beleuchtung",null,"Möbel, Bau, Garten",{"$nulls":6},62,null,0.7,1,1.3,null,1.3,1,0.7,0.4]
["Verkauf V","3 Beleuchtung",null,"Verkehrsfläche",{"$nulls":6},9.7,null,0.7,1,1.3,null,1.3,1,0.7,0.4]
["Verkauf V","3 Beleuchtung",null,"Nebenraum",{"$nulls":6},7,null,0.7,1,1.3,null,1.3,1,0.7,0.4]
["Verkauf V","3 Beleuchtung",null,"Treppenhaus",{"$nulls":6},17.5,null,0.7,1,1.3,null,1.3,1,0.7,0.4]
["Verkauf V","3 Beleuchtung",null,"Büro",{"$nulls":6},18.6,null,0.7,1,1.3,null,1.3,1,0.7,0.4]
["Verkauf V","3 Beleuchtung",null,"Garderobe, Duschen, WC",{"$nulls":6},7,null,0.7,1,1.3,null,1.3,1,0.7,0.4]
["Restaurants VI","2 Elektronik und Betriebseinrichtung",null,"Restaurant",{"$nulls":6},11.7,null,0.7,1,1.3,{"$nulls":6},1,1,1,1]
["Restaurants VI","2 Elektronik und Betriebseinrichtung",null,"Verkehrsfläche",{"$nulls":6},2.2,null,0.7,1,1.3,{"$nulls":6},1,1,1,1]
["Restaurants VI","2 Elektronik und Betriebseinrichtung",null,"Nebenraum",{"$nulls":6},2.2,null,0.7,1,1.3,{"$nulls":6},1,1,1,1]
["Restaurants VI","2 Elektronik und Betriebseinrichtung",null,"Büro",{"$nulls":6},24.2,null,0.7,1,1.3,{"$nulls":6},1,1,1,1]
["Restaurants VI","2 Elektronik und Betriebseinrichtung",null,"Garderobe, Duschen, WC",{"$nulls":6},2.2,null,0.7,1,1.3,{"$nulls":6},1,1,1,1]
["Restaurants VI","3 Beleuchtung",null,"Restaurant",{"$nulls":6},21.5,null,0.7,1,1.3,null,1.3,1,0.7,0.4]
["Restaurants VI","3 Beleuchtung",null,"Verkehrsfläche",{"$nulls":6},9.7,null,0.7,1,1.3,null,1.3,1,0.7,0.4]
["Restaurants VI","3 Beleuchtung",null,"Nebenraum",{"$nulls":6},7,null,0.7,1,1.3,null,1.3,1,0.7,0.4]
["Restaurants VI","3 Beleuchtung",null,"Büro",{"$nulls":6},18.6,null,0.7,1,1.3,null,1.3,1,0.7,0.4]
["Restaurants VI","3 Beleuchtung",null,"Garderobe, Duschen, WC",{"$nulls":6},7,null,0.7,1,1.3,null,1.3,1,0.7,0.4]
["Versammlungslokale VII"]
["Spitäler VIII"]
["Industrie IX"]
["Lager X"]
["Sportbauten XI"]
["Hallenbäder XII"]
[]
["Klassierung nach sia 2031"]
["Klasse","Rmin","Rmax","Kommentar"]
["A",null,{"v":0.5,"d":"50%"},"Gebäude mit sehr guter Effizienz"]
["B",{"v":0.5,"d":"50%"},{"v":1,"d":"100%"},"Den geltenden Normen entsprechende Gebäude"]
["C",{"v":1,"d":"100%"},{"v":1.5,"d":"150%"},"Gebäude, die den Normen nicht entsprechen; eine Untersuchung wird empfohlen"]
["D",{"v":1.5,"d":"150%"},{"v":2,"d":"200%"}]
["E",{"v":2,"d":"200%"},{"v":2.5,"d":"250%"},"Gebäude, die weit über den Normen liegen und bei denen eine Untersuchung im Hinblick auf Verbesserungen ratsam ist"]
["F",{"v":2.5,"d":"250%"},{"v":3,"d":"300%"}]
["G",{"v":3,"d":"300%"}]
[]
["Referenz-Primärenergie-Kennzahlen ohne Raumnutzung"]
["Primärenergie [kWh/m²]","Total ohne Raumheizung",null,null,"Aus SIA 2031/2016, Tabelle 2, S.15"]
[{"$f":"A3","v":"Wohnen MFH I"},118]
["Wohnen EFH II",92]
["Verwaltung III",81]
["Schulen IV",46]
["Verkauf V",116]
["Restaurants VI",190]
["Versammlungslokale VII",74]
["Spitäler VIII",129]
["Industrie IX",63]
["Lager X",19]
["Sportbauten XI",144]
["Hallenbäder XII",301]
[]
["Wärmeproduktion",null,"KBOB Energie-Daten, Version 5 (Stand 10.2024)",{"$nulls":3},"Daten nach GEAK (Stand 05.2025)"]
[null,null,"Primärenergiefaktor gesamt [-]",null,"Treibhausgasemissions-Koeffizient [kg/kWh]",null,"Nationaler Gewichtungsfaktor [-]",null,"CO2-EmissKoeff nach GEAK [kg/kWh]",null,"JAZ [-]","Strom","Bezeichnung"]
["freie Eingabe",null,1.2,null,0.1,null,1,null,{"v":0.15,"d":"0.1500"},null,1,0,"freie Eingabe"]
["freie Eingabe (Strom)",null,1.2,null,0.1,null,2,null,0.1548,null,1,1,"Strom"]
["Fernw. Atomkraftwerk",null,0.0697,null,3.31E-3,null,0.4,null,0.0468,null,1,0,"Fernw. Atomkraftwerk"]
["Fernw. Heizzentrale Oel",null,1.58,null,0.401,null,1,null,{"v":0.36000000000000004,"d":"0.3600"},null,1,0,"Fernw. Heizzentrale Oel"]
["Fernw. Heizzentrale Gas",null,1.41,null,0.301,null,1,null,{"v":0.36000000000000004,"d":"0.3600"},null,1,0,"Fernw. Heizzentrale Gas"]
["Fernw. Heizzentrale Holz",null,1.61,null,0.0245,null,0.4,null,0.0468,null,1,0,"Fernw. Heizzentrale Holz"]
["Fernw. Heizkraftwerk Holz",null,0.565,null,0.0133,null,0.4,null,0.0468,null,1,0,"Fernw. Heizkraftwerk Holz"]
["Fernw. Heizzentrale EWP Abwasser (JAZ 3.4)",null,0.878,null,0.0461,null,0.4,null,0.0468,null,3.4,1,"Fernw. Heizzentrale EWP Abwasser"]
["Fernw. Heizzentrale EWP Grundwasser (JAZ 3.1)",null,1.76,null,0.0561,null,0.4,null,0.0468,null,3.1,1,"Fernw. Heizzentrale EWP Grundwasser"]
["Fernw. Heizzentrale EWP Erdsonde (JAZ 3.1)",null,1.78,null,0.0602,null,0.4,null,0.0468,null,3.1,1,"Fernw. Heizzentrale EWP Erdsonde"]
["Fernw. Heizzentrale Geothermie",null,1.41,null,0.0199,null,0.4,null,0.0468,null,1,0,"Fernw. Heizzentrale Geothermie"]
["Fernw. Heizkraftwerk Geothermie",null,0.544,null,0.0145,null,0.4,null,0.0468,null,1,0,"Fernw. Heizkraftwerk Geothermie"]
["Fernw. Kehrichtverbrennung",null,0.0532,null,0.00325,null,0.6,null,{"v":0.09000000000000001,"d":"0.0900"},null,1,0,"Fernw. Kehrichtverbrennung"]
["Fernw. Blockheizkraftwerk Diesel",null,0.547,null,0.131,null,1,null,{"v":0.36000000000000004,"d":"0.3600"},null,1,0,"Fernw. Blockheizkraftwerk Diesel"]
["Fernw. Blockheizkraftwerk Gas",null,0.507,null,0.106,null,1,null,{"v":0.36000000000000004,"d":"0.3600"},null,1,0,"Fernw. Blockheizkraftwerk Gas"]
["Fernw. Blockheizkraftwerk Biogas",null,0.194,null,0.0603,null,0.4,null,0.0468,null,1,0,"Fernw. Blockheizkraftwerk Biogas"]
["Fernwärme Durchschnitt Netze CH",null,0.774,null,0.0658,null,0.5,"* Annahme",{"v":0.18000000000000002,"d":"0.1800"},"* Annahme",1,0,"Fernwärme Durchschnitt Netze CH"]
["Elektrospeicherofen (Strom CH)",null,2.66,null,0.127,null,2,null,0.1548,null,0.9,1,"Elektrospeicherofen (Strom CH)"]
["Elektrospeicherofen (Strom CH zertifiziert)",null,1.2,null,0.0175,null,2,null,0.1548,null,0.9,1,"Elektrospeicherofen (Strom CH zertifiziert)"]
["Heizkessel Heizöl EL",null,1.32,null,0.343,null,1,null,0.2952,null,1,0,"Heizkessel Heizöl EL"]
["Heizkessel Erdgas",null,1.07,null,0.234,null,1,null,{"v":0.24120000000000003,"d":"0.2412"},null,1,0,"Heizkessel Erdgas"]
["Heizkessel Propan / Butan",null,1.2,null,0.289,null,1,null,{"v":0.24120000000000003,"d":"0.2412"},null,1,0,"Heizkessel Propan / Butan"]
["Heizkessel Kohle Koks",null,2.01,null,0.643,null,1,null,0.3852,null,1,0,"Heizkessel Kohle Koks"]
["Heizkessel Kohle Brikett",null,1.51,null,0.588,null,1,null,0.3852,null,1,0,"Heizkessel Kohle Brikett"]
["Heizkessel Stückholz",null,1.41,null,0.0334,null,0.5,null,0.0108,null,1,0,"Heizkessel Stückholz"]
["Heizkessel Holzschnitzel",null,1.38,null,0.0212,null,0.5,null,0.0108,null,1,0,"Heizkessel Holzschnitzel"]
["Heizkessel Pellets",null,1.44,null,0.0377,null,0.5,null,{"v":0.036000000000000004,"d":"0.0360"},null,1,0,"Heizkessel Pellets"]
["Heizkessel Biogas",null,0.329,null,0.127,null,0.5,null,0.1368,null,1,0,"Heizkessel Biogas"]
["Elektrowärmepumpe Luft / Wasser (15kW, Altbau, JAZ 2.7, Strom CH)",null,1.63,null,0.058,null,2,"* /JAZ",0.1548,"* /JAZ",2.7,1,"Elektrowärmepumpe Luft / Wasser"]
["Elektrowärmepumpe Luft / Wasser (15kW, Altbau, JAZ 2.7, Strom CH zertifiziert)",null,1.09,null,0.0173,null,2,"* /JAZ",0.1548,"* /JAZ",2.7,1,"Elektrowärmepumpe Luft / Wasser"]
["Elektrowärmepumpe Luft / Wasser (15kW, Neubau, JAZ 4.4, Strom CH)",null,1.39,null,0.04,null,2,"* /JAZ",0.1548,"* /JAZ",4.4,1,"Elektrowärmepumpe Luft / Wasser"]
["Elektrowärmepumpe Luft / Wasser (15kW, Neubau, JAZ 4.4, Strom CH zertifiziert)",null,1.06,null,0.0151,null,2,"* /JAZ",0.1548,"* /JAZ",4.4,1,"Elektrowärmepumpe Luft / Wasser"]
["Elektrowärmepumpe Erdsonden (15kW, Altbau, JAZ 3.2, Strom CH)",null,1.55,null,0.0505,null,2,"* /JAZ",0.1548,"* /JAZ",3.2,1,"Elektrowärmepumpe Erdsonden"]
["Elektrowärmepumpe Erdsonden (15kW, Altbau, JAZ 3.2, Strom CH zertifiziert)",null,1.09,null,0.0162,null,2,"* /JAZ",0.1548,"* /JAZ",3.2,1,"Elektrowärmepumpe Erdsonden"]
["Elektrowärmepumpe Erdsonden (15kW, Neubau, JAZ 5.3, Strom CH)",null,1.34,null,0.035,null,2,"* /JAZ",0.1548,"* /JAZ",5.3,1,"Elektrowärmepumpe Erdsonden"]
["Elektrowärmepumpe Erdsonden (15kW, Neubau, JAZ 5.3, Strom CH zertifiziert)",null,1.07,null,0.0143,null,2,"* /JAZ",0.1548,"* /JAZ",5.3,1,"Elektrowärmepumpe Erdsonden"]
["Elektrowärmepumpe Grundwasser (15kW, Altbau, JAZ 3.2, Strom CH)",null,1.58,null,0.0475,null,2,"* /JAZ",0.1548,"* /JAZ",3.2,1,"Elektrowärmepumpe Grundwasser"]
["Elektrowärmepumpe Grundwasser (15kW, Altbau, JAZ 3.2, Strom CH zertifiziert)",null,1.13,null,0.0131,null,2,"* /JAZ",0.1548,"* /JAZ",3.2,1,"Elektrowärmepumpe Grundwasser"]
["Elektrowärmepumpe Grundwasser (15kW, Neubau, JAZ 5.3, Strom CH)",null,1.32,null,0.032,null,2,"* /JAZ",0.1548,"* /JAZ",5.3,1,"Elektrowärmepumpe Grundwasser"]
["Elektrowärmepumpe Grundwasser (15kW, Neubau, JAZ 5.3, Strom CH zertifiziert)",null,1.05,null,0.0112,null,2,"* /JAZ",0.1548,"* /JAZ",5.3,1,"Elektrowärmepumpe Grundwasser"]
["Flachkollektor für Warmwasser EFH",null,1.58,null,0.0419,null,0,null,{"v":0,"d":"0.0000"},null,1,0,"Flachkollektor für Warmwasser"]
["Flachkollektor für Raumheizung und Warmwasser EFH",null,1.81,null,0.0377,null,0,null,{"v":0,"d":"0.0000"},null,1,0,"Flachkollektor für Raumheizung und Warmwasser"]
["Flachkollektor für Warmwasser MFH",null,1.22,null,0.0152,null,0,null,{"v":0,"d":"0.0000"},null,1,0,"Flachkollektor für Warmwasser"]
["Röhrenkollektor für Raumheizung und Warmwasser EFH",null,1.72,null,0.0345,null,0,null,{"v":0,"d":"0.0000"},null,1,0,"Röhrenkollektor für Raumheizung und Warmwasser"]
["Kleinblockheizkraftwerk, Erdgas",null,0.472,null,0.107,null,1,null,{"v":0.24120000000000003,"d":"0.2412"},null,1,0,"Kleinblockheizkraftwerk, Erdgas"]
["Solarthermieanlage Schrägdach mit Erdsondenregeneration",null,1.2,null,0.0135,null,0,null,{"v":0,"d":"0.0000"},null,1,0,"Solarthermieanlage mit Erdsondenregeneration"]
["Solarthermieanlage Schrägdach mit Warmwasserspeicher",null,1.21,null,0.0165,null,0,null,{"v":0,"d":"0.0000"},null,1,0,"Solarthermieanlage mit Warmwasserspeicher"]
["Elektroboiler (WW)",null,{"$f":"C362","v":2.65},null,{"$f":"E362","v":0.125},null,2,null,0.1548,null,0.9,1,"Elektroboiler","* gleich wie Elektrospeicherofen"]
["Wärmepumpenboiler (WW)",null,1.39,null,0.04,null,2,"* /JAZ",0.1548,"* /JAZ",4.4,1,"Wärmepumpenboiler","* gleich wie Elektrowärmepumpe Luft / Wasser (15kW, Neubau, JAZ 4.4, Strom CH)"]
[]
["Elektrizität",null,"KBOB Energie-Daten, Version 5 (Stand 10.2024)",{"$nulls":3},"Daten nach GEAK (Stand 05.2025)"]
[null,null,"Primärenergiefaktor gesamt [-]",null,"Treibhausgasemissions-Koeffizient [kg/kWh]",null,"Nationaler Gewichtungsfaktor [-]",null,"CO2-EmissKoeff nach GEAK [kg/kWh]"]
["vom Netz"]
["CH-Verbrauchermix",null,2.65,null,0.125,null,2,null,0.1548]
["am Standort erzeugt"]
["Photovoltaik, Marktmix",null,1.22,null,0.037,null,2,null,{"v":0,"d":"0.0000"}]

{"sheet":"version","index":18,"n_rows":19,"n_cols":4,"rows_kept":19,"hidden":true,"merged":[[5,0,5,3]]}
[{"$f":"\"v\" & INDEX(C8:C1000, MAX(IF(C8:C1000<>\"\", ROW(C8:C1000)-MIN(ROW(C8:C1000))+1)))","v":"v1.3.09"}]
["© 2025 OekoWatt AG. Alle Rechte vorbehalten. "]
[]
["password","StWfbdpls!25"]
[]
["change log:"]
["date","action","version id","editor"]
[250428,"remove passwords","1.2.00","mz"]
[250606,"finish for launch, set password","1.3.00","mz"]
[250623,"add only GEAK category(ies) limitation","1.3.01","mz"]
[250710,"add short report","1.3.02","mz"]
[250806,"add 10%-rule to GEAK category limitation","1.3.03","mz"]
[250814,"Enerweb-Eingabe deaktivieren: Infos werden für Variantenbildung benötigt","1.3.03","mz"]
[250825,"Effizienzfaktoren in Kategorisierung, Verbrauchsbasierte Berechnung in Kategorisierung","1.3.04","mz"]
[250908,"EBF-Divisionen nach Summierung der Gebäudehüllenteile - so können die Varianten korrekt abgebildet werden. ","1.3.05","mz"]
[250919,"Kategorisierung Varianten: Skalierung der Energieverbräuche nach EBF-Variierung in Varianten, für Wärme und Strom. ","1.3.06","mz"]
[251016,"Kagegorisierung: Auswertung nach Primärenergie, mit korrigiertem Einsatz der Effizienz-/JAZ-Faktoren und Primärenergiefaktoren. IST und Varianten","1.3.07","mz"]
[251108,"Emissionswerte: Berechnung auf Basis Endenergie, nicht Primärenergie","1.3.08","mz"]
[251114,"Berechnungs-Bugs bei unvollständiger Ausfüllung beheben (Robustheit verbessern). Stromverbrauch Variante Überschreibung ermöglichen. ","1.3.09","mz"]